## Control
Matching electrolysers to fluctuating renewables and wastewater sources
[11 empty] | Production data | January | February | March | April | May | June | July | August | September | October | November | December
Production inputs |  |  | FINANCIAL OUTPUTS |  |  |  | System outputs |  |  |  | Power available | 421920.64 | 533959.68 | 485873.6 | 288895.12 | 266791.12 | 290385.68 | 179040.16 | 218101.36 | 260502.4 | 482060.72 | 536184.88 | 424915.28
Owned or bought under PPA? | Owned |  | Total Capex | 2209245.283 |  |  | Total hydrogen generation | 82496.6717 | kg |  | Hydrogen production | 7940.9419 | 10009.0113 | 9123.2996 | 5428.5208 | 5020.9977 | 5468.4815 | 3373.9049 | 4111.8506 | 4902.2732 | 9062.8664 | 10070.1298 | 7984.394
Desired production method | Wind only |  | Total Opex (lifetime) | 1971484.6002 |  |  | Percentage of theoretical hydrogen | 99.63% |  |  | Highly purified demand | 476456.5132 | 600540.6792 | 547397.9774 | 325711.2453 | 301259.8642 | 328108.8906 | 202434.2943 | 246711.034 | 294136.3925 | 543771.9849 | 604207.7887 | 479063.6377
Electrolyser size | 1 | MW | Lifetime costs | 4180729.8832 |  |  | Renewables storage potential | 16.307 | kWh |  | Tap water demand | 79409.4189 | 100090.1132 | 91232.9962 | 54285.2075 | 50209.9774 | 54684.8151 | 33739.0491 | 41118.5057 | 49022.7321 | 90628.6642 | 100701.2981 | 79843.9396
Solar farm capacity | 2 | MW | Lifetime hydrogen production | 1611329.1081 | kg |  | Water demand | 824.9667 | m3 |  | Rainwater demand | 79409.4189 | 100090.1132 | 91232.9962 | 54285.2075 | 50209.9774 | 54684.8151 | 33739.0491 | 41118.5057 | 49022.7321 | 90628.6642 | 100701.2981 | 79843.9396
Wind turbine capacity | 1 | MW | LCOH | 2.5946 | £/kg |  | Water purification demand | 0 | MWh
Grid capacity | 1 | MW
Water source | Rainwater | Check price of purification unit | IRR (Pre tax) | 21.27%
|  |  | IRR (Post tax) | 17.88%
|  |  | NPV at 10% discount rate | 1170528.1168
System inputs |  |  | Payback time | 5 | years
Tube trailer required? | No
Compression requried | Medium (350 bar)
Number of operators required | 0
Days of max production onsite storage required | 1
Grid connection cost (if requried) | 0
Land purchase (if required) | 0
Installation costs | 30000 |  | 1. Set all wider parameters
Licensing, permitting, planning | 30000 |  | 2. Run the sensitivity analysis
Rent cost | 4000 |  | 3. Run the site scenarios
Transportation required? | No
OTHER INPUTS??
Economic inputs |  |  | Sensitivity scenarios (all at 2MW solar, 1MW electorlyser)
Hydrogen sale price | 7 | £/kg | EFFECT OF WATER | Rainwater |  | Tap water |  | Highly pure |  | Parameters
Include carbon credits? | No |  |  | Owned gen | PPA @£80, Grid @£150 | Owned gen | PPA @£80, Grid @£150 | Owned gen | PPA @£80, Grid @£150 | No compression
Carbon credit price | 75 | £/ton | LCOH | 4.71 | 5.97 | 4.73 | 5.98 | 5.81 | 7.41 | No transportation so no tube trailer
Inflation rate | 2.5% |  | Capex | 2195578 | 875578 | 2195578 | 875578 | 2575578 | 1255578 | Highly pure uses PEM Capex @£1m
Renewables electricity cost | 80 | £/MWh | Total Opex | 3433364 | 3473459 | 1251856 | 3487529 | 1661429 | 3897102 | Other use NextGen Capex @£700k
Grid electricity cost | 150 | £/MWh | Payback time (years) | 11 | 8 | 11 | 8 | 14 | 20
Water cost | 1.93 | £/m3 | Pre tax IRR (at £7/kg sale price) | 6.4% | 8.8% | 6.35% | 8.7% | 3.07% | -0.5%
Tax rate | 25%
Discount rate | 10% |  | EFFECT OF COMPRESSION | No compression |  | Medium compression (350bar) |  | High compression (750bar) |  | Parameters
Depreciation | 18% | reducing balance |  | Owned gen | PPA @£80, Grid @£150 | Owned gen | PPA @£80, Grid @£150 | Owned gen | PPA @£80, Grid @£150 | No transportation so no tube trailer
|  |  | LCOH | 4.73 | 5.98 | 5.5 | 6.76 | 5.95 | 7.21 | Standard tap water assumed
|  |  | Capex | 2195578 | 875578 | 2384257 | 1064257 | 2384257 | 1064257
|  |  | Total Opex | 1251856 | 3487529 | 1628108 | 3863781 | 1956163 | 4191836
|  |  | Payback time | 11 | 8 | 13 | 14 | 15 | 20
|  |  | Pre tax IRR (at £7/kg sale price) | 6.35% | 8.7% | 4.1% | 2% | 2.9% | -2.2%
|  |  | EFFECT OF TRANSPORTATION | No transportation |  | Transportation |  |  |  | Parameters
|  |  |  | Owned gen | PPA @£80, Grid @£150 | Owned gen | PPA @£80, Grid @£150 |  |  | No compression
|  |  | LCOH | 4.73 | 5.98 | 6.05 | 7.31 |  |  | Standard tap water assumed
|  |  | Capex | 2195578 | 875578 | 2445578 | 1125578
|  |  | Total Opex | 1251856 | 3487529 | 1966924 | 4202597
|  |  | Payback time | 11 | 8 | 15 | 20
|  |  | Pre tax IRR (at £7/kg sale price) | 6.35% | 8.7% | 2.7% | -3.4%
|  |  | SITE 1 | No transportation
|  |  |  | Owned gen | PPA @£80, Grid @£150
|  |  | LCOH | 4.73 | 5.98
|  |  | Capex | 2195578 | 875578
|  |  | Total Opex | 1251856 | 3487529
|  |  | Payback time | 11 | 8
|  |  | Pre tax IRR (at £7/kg sale price) | 6.35% | 8.7%
|  |  | SITE 2 | No transportation
|  |  |  | Owned gen | PPA @£80, Grid @£150
|  |  | LCOH | 2.13 | 4.48
|  |  | Capex | 2680566.0377 | 920566.0377
|  |  | Total Opex | 1388345.0718 | 7644727.0583
|  |  | Payback time | 4 | 2
|  |  | Pre tax IRR (at £7/kg sale price) | 22.64% | 39.2%
|  |  | SITE 3 | No transportation
|  |  |  | Owned gen | PPA @£80, Grid @£150
|  |  | LCOH | 6.83 | 8.08
|  |  | Capex | 2634256.7772 | 1314256.7772
|  |  | Total Opex | 2343175.8933 | 4578848.7472
|  |  | Payback time | 19 | 20
|  |  | Pre tax IRR (at £7/kg sale price) | 0.5% | NA
|  |  | SITE 4 | No transportation
|  |  |  | Owned gen | PPA @£80, Grid @£150
|  |  | LCOH | 3.81 | 6.17
|  |  | Capex | 3119245.283 | 1359245.283
|  |  | Total Opex | 4171373.4479 | 10427755.4344
|  |  | Payback time | 6 | 6
|  |  | Pre tax IRR (at £7/kg sale price) | 14.4% | 13.3%

## Sheet1
EFFECT OF WATER | Rainwater |  | Tap water |  | Highly pure
| Owned gen | PPA @£80, Grid @£150 | Owned gen | PPA @£80, Grid @£150 | Owned gen | PPA @£80, Grid @£150 | Water | Compression | Transportation
LCOH | 4.71 | 5.97 | 4.73 | 5.98 | 5.81 | 7.41 | 5.97 | 5.98
Capex | 2195578 | 875578 | 2195578 | 875578 | 2575578 | 1255578 | 5.98 | 6.76 | 5.98
Total Opex | 3433364 | 3473459 | 1251856 | 3487529 | 1661429 | 3897102 | 7.41 | 7.21 | 7.31
Payback time (years) | 11 | 8 | 11 | 8 | 14 | 20
Pre tax IRR (at £7/kg sale price) | 6.4% | 8.8% | 6.35% | 8.7% | 3.07% | -0.5%
EFFECT OF COMPRESSION | No compression |  | Medium compression (350bar) |  | High compression (750bar)
| Owned gen | PPA @£80, Grid @£150 | Owned gen | PPA @£80, Grid @£150 | Owned gen | PPA @£80, Grid @£150
LCOH | 4.73 | 5.98 | 5.5 | 6.76 | 5.95 | 7.21
Capex | 2195578 | 875578 | 2384257 | 1064257 | 2384257 | 1064257
Total Opex | 1251856 | 3487529 | 1628108 | 3863781 | 1956163 | 4191836
Payback time (years) | 11 | 8 | 13 | 14 | 15 | 20
Pre tax IRR (at £7/kg sale price) | 6.35% | 8.7% | 4.1% | 2% | 2.9% | -2.2%
EFFECT OF TRANSPORTATION | No transportation |  | Transportation
| Owned gen | PPA @£80, Grid @£150 | Owned gen | PPA @£80, Grid @£150
LCOH | 4.73 | 5.98 | 6.05 | 7.31
Capex | 2195578 | 875578 | 2445578 | 1125578
Total Opex | 1251856 | 3487529 | 1966924 | 4202597
Payback time (years) | 11 | 8 | 15 | 20
Pre tax IRR (at £7/kg sale price) | 6.35% | 8.7% | 2.7% | -3.4%
SITE 1 | No transportation
| Owned gen | PPA @£80, Grid @£150
LCOH | 4.73 | 5.98
Capex | 2195578 | 875578
Total Opex | 1251856 | 3487529
Payback time (years) | 11 | 8
Pre tax IRR (at £7/kg sale price) | 6.35% | 8.7%
SITE 2 | No transportation
| Owned gen | PPA @£80, Grid @£150
LCOH | 2.13 | 4.48
Capex | 2680566.0377 | 920566.0377
Total Opex | 1388345.0718 | 7644727.0583
Payback time (years) | 4 | 2
Pre tax IRR (at £7/kg sale price) | 22.64% | 39.2%
SITE 3 | No transportation
| Owned gen | PPA @£80, Grid @£150
LCOH | 6.83 | 8.08
Capex | 2634256.7772 | 1314256.7772
Total Opex | 2343175.8933 | 4578848.7472
Payback time (years) | 19 | 20
Pre tax IRR (at £7/kg sale price) | 0.5% | NA
SITE 4 | No transportation
| Owned gen | PPA @£80, Grid @£150
LCOH | 3.81 | 6.17
Capex | 3119245.283 | 1359245.283
Total Opex | 4171373.4479 | 10427755.4344
Payback time (years) | 6 | 6
Pre tax IRR (at £7/kg sale price) | 14.4% | 13.3%

## Comparisons
1. Comparisons of PEM and HydroStar systems under reasonable conditions (as in Gary's doc)
2. Best and worst cases for the HS system (want it to show that even under worst case scenarios it's better than PEM)
3. Future scenarios to reduce costs further
Comparisons 1
2MW plant | Standard PEM | HydroStar NextGen | Savings | Key drawings
CAPEX |  |  |  | XX% cost saving for system
OPEX |  |  |  | XX% saving in water
Electricity consumption (MWh)
Water consumption (m3)
ROI
Comparisons 2 |  | 1MW electorlyser
1. No compression needed
2. No proximity needed
3. Rainwater used
Comparisons 3
Use of discarded oxygen
Use of wasted heat

## Selection
Production | Simple
Solar only | Yes
Wind only | No
Solar and wind
Grid connected
Ownership
Owned
Water types | PPA
Highly pure
Tap water
Rainwater
Compression required
High (700 bar)
Medium (350 bar)
Low (100 bar)
None

## Parameters
Electrolyser |  |  |  | Transportation
Efficiency | 53 | kWh/kg
Production | 18.8679 | kg/hr
Direct water demand | 10
Water types
Highly pure
Purification electricity demand | 3 | kWh/m3
Water demand ratio | 6
Tap
Purification electricity demand | 0 | kWh/m3
Water demand ratio | 1
Rainwater
Purification electricity demand | 0 | kWh/m3
Water demand ratio | 1
Compression electrical
High (700 bar) | 6 | kWh/kg | CLARIFY THESE ARE RIGHT
Medium (350 bar) | 3 | kWh/kg
Low (100 bar) | 1 | kWh/kg
None | 0 | kWh/kg
Carbon saved per kgH2 | 6.29 | kg

## Costs
CAPEX
Source | Cost | Cost sizing | Unit | Amount required | Total cost
Solar panels | 600000 | 1 | MW | 0 | 0
Solar BOP | 0 | 10 | % of CAPEX | 1 | 0 | Possibly do a more specific costing for this?
Wind turbines | 1000000 | 1 | MW | 1 | 1000000
Wind turbine BOP | 100000 | 10 | % of CAPEX | 1 | 100000 | Possibly do a more specific costing for this?
Grid connection | 0 | 1 | Singular | 1 | 0
[7 empty] | NextGen | PEM
Electrolyser | 700000 | 1 | MW | 1 | 700000 |  | 600000 | 1000000
Balance of Plant | 70000 | 10 | % of CAPEX | 1 | 70000
Compressor | 10000 | 1 | kg/hr | 18.8679 | 188679.2453
Storage tanks | 200 | 1 | kg | 452.8302 | 90566.0377 | But check cost
Water purification unit | 50000 | 1 | unit | 0 | 0
40' tube trailer | 250000 | Singular | trailer | 0 | 0
Land purchase | 0 | Singular | Singular | 1 | 0
Installation costs | 30000 | Singular | Singular | 1 | 30000
Licensing, permitting, planning | 30000 | Singular | Singular | 1 | 30000
|  |  |  | TOTAL | 2209245.283
OPEX
Source | Cost | Cost sizing | Unit | Amount required | Total cost
Solar O&M | 0 | 1 | % of CAPEX | 1 | 0
Wind turbine O&M | 10000 | 1 | % of CAPEX | 1 | 10000
Electrolyser O&M | 7000 | 1 | % of CAPEX | 1 | 7000
Compressors O&M | 1886.7925 | 1 | % of CAPEX | 1 | 1886.7925
Storage O&M | 905.6604 | 1 | % of CAPEX | 1 | 905.6604
Stack electricity | 0.08 | 1 | kWh | 0 | 0
Compression electricity | 0.15 | 1 | kWh | 247490.0151 | 37123.5023
Purification electricity | 0.15 | 1 | kWh | 0 | 0
Water usage | 1.93 | 1 | m3 | 0 | 0
Transportation cost | 0.75 | 1 | kg | 0 | 0
Rent | 4000 | 1 | Monthly | 1 | 4000
Insurance | 25000 | 1 | one off | 1 | 25000
Operators salaries | 30000 | 1 | person | 0 | 0
|  |  |  | TOTAL | 85915.9551

## Cash flow
Cash flow analysis |  | YEAR
|  | 0 | 1 | 2 | 3 | 4 | 5 | 6 | 7 | 8 | 9 | 10 | 11 | 12 | 13 | 14 | 15 | 16 | 17 | 18 | 19
|  | 2022 | 2023 | 2024 | 2025 | 2026 | 2027 | 2028 | 2029 | 2030 | 2031 | 2032 | 2033 | 2034 | 2035 | 2036 | 2037 | 2038 | 2039 | 2040 | 2041 | TOTALS
Stack electricity |  | 0 | 0 | 0 | 0 | 0 | 0 | 0 | 0 | 0 | 0 | 0 | 0 | 0 | 0 | 0 | 0 | 0 | 0 | 0 | 0
Compression electricity | 0.25% | 37123.5023 | 37030.6935 | 36938.1168 | 36845.7715 | 36753.6571 | 36661.7729 | 36570.1185 | 36478.6932 | 36387.4965 | 36296.5277 | 36205.7864 | 36115.2719 | 36024.9837 | 35934.9213 | 35845.084 | 35755.4713 | 35666.0826 | 35576.9174 | 35487.9751 | 35399.2552
Purification electricity |  | 0 | 0 | 0 | 0 | 0 | 0 | 0 | 0 | 0 | 0 | 0 | 0 | 0 | 0 | 0 | 0 | 0 | 0 | 0 | 0
Water demand |  | 0 | 0 | 0 | 0 | 0 | 0 | 0 | 0 | 0 | 0 | 0 | 0 | 0 | 0 | 0 | 0 | 0 | 0 | 0 | 0
Annual electricity cost | 2.5% | 37123.5023 | 37030.6935 | 36938.1168 | 36845.7715 | 36753.6571 | 36661.7729 | 36570.1185 | 36478.6932 | 36387.4965 | 36296.5277 | 36205.7864 | 36115.2719 | 36024.9837 | 35934.9213 | 35845.084 | 35755.4713 | 35666.0826 | 35576.9174 | 35487.9751 | 35399.2552 | 725098.0986
O&M cost |  | 19792.4528 | 20287.2642 | 20794.4458 | 21314.3069 | 21847.1646 | 22393.3437 | 22953.1773 | 23527.0067 | 24115.1819 | 24718.0614 | 25336.013 | 25969.4133 | 26618.6486 | 27284.1148 | 27966.2177 | 28665.3731 | 29382.0075 | 30116.5577 | 30869.4716 | 31641.2084 | 505591.4308
Further expenses |  | 29000 | 29725 | 30468.125 | 31229.8281 | 32010.5738 | 32810.8382 | 33631.1091 | 34471.8869 | 35333.684 | 36217.0261 | 37122.4518 | 38050.5131 | 39001.7759 | 39976.8203 | 40976.2408 | 42000.6468 | 43050.663 | 44126.9296 | 45230.1028 | 46360.8554
Annual expenses |  | 85915.9551 | 87042.9577 | 88200.6875 | 89389.9065 | 90611.3955 | 91865.9548 | 93154.4049 | 94477.5867 | 95836.3624 | 97231.6153 | 98664.2511 | 100135.1983 | 101645.4083 | 103195.8564 | 104787.5425 | 106421.4912 | 108098.7531 | 109820.4046 | 111587.5495 | 113401.3189 | 1971484.6002
Green Hydrogen production | 0.25% | 82496.6717 | 82290.43 | 82084.7039 | 81879.4922 | 81674.7935 | 81470.6065 | 81266.93 | 81063.7626 | 80861.1032 | 80658.9505 | 80457.3031 | 80256.1598 | 80055.5194 | 79855.3806 | 79655.7422 | 79456.6028 | 79257.9613 | 79059.8164 | 78862.1669 | 78665.0115 | 1611329.1081 | -4.645% | -0.2322%
Green Hydrogen revenue |  | 577476.7019 | 576033.0101 | 574592.9276 | 573156.4453 | 571723.5542 | 570294.2453 | 568868.5097 | 567446.3384 | 566027.7226 | 564612.6532 | 563201.1216 | 561793.1188 | 560388.636 | 558987.6644 | 557590.1953 | 556196.2198 | 554805.7292 | 553418.7149 | 552035.1681 | 550655.0802
Carbon credit revenue |  | 0 | 0 | 0 | 0 | 0 | 0 | 0 | 0 | 0 | 0 | 0 | 0 | 0 | 0 | 0 | 0 | 0 | 0 | 0 | 0
Annual EBITDA | -2209245.283 | 491560.7468 | 488990.0525 | 486392.2401 | 483766.5388 | 481112.1587 | 478428.2905 | 475714.1048 | 472968.7517 | 470191.3602 | 467381.038 | 464536.8705 | 461657.9205 | 458743.2278 | 455791.808 | 452802.6528 | 449774.7285 | 446706.9762 | 443598.3103 | 440447.6186 | 437253.7613
EBITDA IRR | 21.27%
Depreciation remaining | 2209245.283 | 1811581.1321 | 1485496.5283 | 1218107.1532 | 998847.8656 | 819055.2498 | 671625.3048 | 550732.75 | 451600.855 | 370312.7011 | 303656.4149 | 248998.2602 | 204178.5734 | 167426.4302 | 137289.6727 | 112577.5316 | 92313.5759 | 75697.1323 | 62071.6485 | 50898.7517 | 41736.9764
Annual amount |  | 397664.1509 | 326084.6038 | 267389.3751 | 219259.2876 | 179792.6158 | 147429.945 | 120892.5549 | 99131.895 | 81288.1539 | 66656.2862 | 54658.1547 | 44819.6868 | 36752.1432 | 30136.7574 | 24712.1411 | 20263.9557 | 16616.4437 | 13625.4838 | 11172.8967 | 9161.7753
Taxable Income |  | 93896.5958 | 162905.4487 | 219002.865 | 264507.2512 | 301319.5429 | 330998.3456 | 354821.5499 | 373836.8567 | 388903.2063 | 400724.7518 | 409878.7158 | 416838.2337 | 421991.0845 | 425655.0506 | 428090.5117 | 429510.7728 | 430090.5325 | 429972.8265 | 429274.7219 | 428091.986
Cumulative taxable income |  | 93896.5958 | 256802.0445 | 475804.9095 | 740312.1607 | 1041631.7036 | 1372630.0492 | 1727451.5991 | 2101288.4558 | 2490191.6621 | 2890916.4139 | 3300795.1297 | 3717633.3634 | 4139624.4479 | 4565279.4985 | 4993370.0102 | 5422880.783 | 5852971.3155 | 6282944.142 | 6712218.8639 | 7140310.8498
Taxes Paid | 25% | 23474.149 | 40726.3622 | 54750.7162 | 66126.8128 | 75329.8857 | 82749.5864 | 88705.3875 | 93459.2142 | 97225.8016 | 100181.1879 | 102469.679 | 104209.5584 | 105497.7711 | 106413.7626 | 107022.6279 | 107377.6932 | 107522.6331 | 107493.2066 | 107318.6805 | 107022.9965
Interest |  | 0 | 0 | 0 | 0 | 0 | 0 | 0 | 0 | 0 | 0 | 0 | 0 | 0 | 0 | 0 | 0 | 0 | 0 | 0 | 0
Loan repayment |  | 0 | 0 | 0 | 0 | 0 | 0 | 0 | 0 | 0 | 0 | 0 | 0 | 0 | 0 | 0 | 0 | 0 | 0 | 0 | 0
Debt service |  | 0 | 0 | 0 | 0 | 0 | 0 | 0 | 0 | 0 | 0 | 0 | 0 | 0 | 0 | 0 | 0 | 0 | 0 | 0 | 0
Equity Free Cash Flow | -2209245.283 | 468086.5978 | 448263.6903 | 431641.5238 | 417639.726 | 405782.273 | 395678.7041 | 387008.7173 | 379509.5375 | 372965.5586 | 367199.85 | 362067.1915 | 357448.3621 | 353245.4566 | 349378.0454 | 345780.0249 | 342397.0353 | 339184.343 | 336105.1037 | 333128.9381 | 330230.7648
Equity After Tax IRR | 17.88%
Gross Profit Margin |  | 85.12% | 84.89% | 84.65% | 84.4% | 84.15% | 83.89% | 83.62% | 83.35% | 83.07% | 82.78% | 82.48% | 82.18% | 81.86% | 81.54% | 81.21% | 80.87% | 80.52% | 80.16% | 79.79% | 79.41%
Net Profit Margin |  | 81.06% | 77.82% | 75.12% | 72.87% | 70.98% | 69.38% | 68.03% | 66.88% | 65.89% | 65.04% | 64.29% | 63.63% | 63.04% | 62.5% | 62.01% | 61.56% | 61.14% | 60.73% | 60.35% | 59.97%
Cumulative Cash Flow |  | -1741158.6852 | -1292894.9949 | -861253.4711 | -443613.7451 | -37831.4721 | 357847.232 | 744855.9494 | 1124365.4868 | 1497331.0455 | 1864530.8955 | 2226598.087 | 2584046.4492 | 2937291.9058 | 3286669.9511 | 3632449.976 | 3974847.0113 | 4314031.3543 | 4650136.458 | 4983265.3961 | 5313496.1609
Payback Period Calculation |  | 1 | 2 | 3 | 4 | 5 | 5 | 5 | 5 | 5 | 5 | 5 | 5 | 5 | 5 | 5 | 5 | 5 | 5 | 5 | 5
Payback Period | 5
Discount Rate | 10%
NPV | 1170528.1168

## Solar 1MW
DATE AND TIME | 0:00 | 1:00 | 2:00 | 3:00 | 4:00 | 5:00 | 6:00 | 7:00 | 8:00 | 9:00 | 10:00 | 11:00 | 12:00 | 13:00 | 14:00 | 15:00 | 16:00 | 17:00 | 18:00 | 19:00 | 20:00 | 21:00 | 22:00 | 23:00 | Total
2021-01-01 | 0 | 0 | 0 | 0 | 0 | 0 | 0 | 0 | 1.043 | 69.3193 | 87.2469 | 89.0243 | 193.4948 | 92.4651 | 124.8676 | 55.3949 | 0 | 0 | 0 | 0 | 0 | 0 | 0 | 0 | 712.8558
2021-01-02 | 0 | 0 | 0 | 0 | 0 | 0 | 0 | 0 | 1.2461 | 50.1413 | 55.6544 | 67.3335 | 90.8096 | 59.6497 | 56.2207 | 30.9609 | 0 | 0 | 0 | 0 | 0 | 0 | 0 | 0 | 412.0161 | Total kWhs | 1085092.387
2021-01-03 | 0 | 0 | 0 | 0 | 0 | 0 | 0 | 0 | 2.3716 | 72.532 | 129.5667 | 163.8332 | 235.3664 | 157.4785 | 105.7289 | 30.9931 | 0 | 0 | 0 | 0 | 0 | 0 | 0 | 0 | 897.8704 | Total GWhs | 1.0851
2021-01-04 | 0 | 0 | 0 | 0 | 0 | 0 | 0 | 0 | 2.6753 | 77.4632 | 150.0424 | 217.6197 | 225.7911 | 207.2698 | 135.0799 | 34.6074 | 0 | 0 | 0 | 0 | 0 | 0 | 0 | 0 | 1050.5488
2021-01-05 | 0 | 0 | 0 | 0 | 0 | 0 | 0 | 0 | 0.49115 | 26.7576 | 55.6112 | 67.9981 | 94.3565 | 72.8978 | 53.531 | 11.9095 | 0 | 0 | 0 | 0 | 0 | 0 | 0 | 0 | 383.5527
2021-01-06 | 0 | 0 | 0 | 0 | 0 | 0 | 0 | 0 | 2.3102 | 63.9477 | 117.7146 | 169.5665 | 193.9942 | 160.125 | 131.9065 | 37.8511 | 0 | 0 | 0 | 0 | 0 | 0 | 0 | 0 | 877.4159 | Max daily | 8543.2707 | kWh
2021-01-07 | 0 | 0 | 0 | 0 | 0 | 0 | 0 | 0 | 4.1758 | 68.2576 | 187.38 | 193.6796 | 116.417 | 83.2595 | 31.655 | 26.0663 | 0 | 0 | 0 | 0 | 0 | 0 | 0 | 0 | 710.8907 | Min daily | 125.0611
2021-01-08 | 0 | 0 | 0 | 0 | 0 | 0 | 0 | 0 | 0.50039 | 16.125 | 24.4277 | 18.4863 | 28.5217 | 189.7001 | 123.8334 | 39.5908 | 0 | 0 | 0 | 0 | 0 | 0 | 0 | 0 | 441.1853
2021-01-09 | 0 | 0 | 0 | 0 | 0 | 0 | 0 | 0 | 4.3732 | 38.4115 | 76.8301 | 44.1169 | 48.6903 | 181.3006 | 111.4622 | 40.7823 | 0 | 0 | 0 | 0 | 0 | 0 | 0 | 0 | 545.9671
2021-01-10 | 0 | 0 | 0 | 0 | 0 | 0 | 0 | 0 | 5.3385 | 69.0598 | 142.2839 | 134.0811 | 104.9306 | 179.0788 | 88.69 | 3.6904 | 0 | 0 | 0 | 0 | 0 | 0 | 0 | 0 | 727.1532
2021-01-11 | 0 | 0 | 0 | 0 | 0 | 0 | 0 | 0 | 2.0661 | 90.2158 | 157.8363 | 152.622 | 208.7208 | 195.6025 | 122.0835 | 50.8963 | 0.57172 | 0 | 0 | 0 | 0 | 0 | 0 | 0 | 980.6151
2021-01-12 | 0 | 0 | 0 | 0 | 0 | 0 | 0 | 0 | 3.9685 | 90.145 | 184.4386 | 243.0344 | 255.6573 | 215.1659 | 145.359 | 51.8204 | 0 | 0 | 0 | 0 | 0 | 0 | 0 | 0 | 1189.5892
2021-01-13 | 0 | 0 | 0 | 0 | 0 | 0 | 0 | 0 | 4.7577 | 92.2606 | 148.1117 | 173.8921 | 180.2153 | 132.0559 | 157.6948 | 55.7331 | 1.6048 | 0 | 0 | 0 | 0 | 0 | 0 | 0 | 946.3259
2021-01-14 | 0 | 0 | 0 | 0 | 0 | 0 | 0 | 0 | 0.56567 | 19.0483 | 37.0804 | 49.4177 | 50.1492 | 41.8362 | 28.4584 | 12.7388 | 0 | 0 | 0 | 0 | 0 | 0 | 0 | 0 | 239.2946
2021-01-15 | 0 | 0 | 0 | 0 | 0 | 0 | 0 | 0 | 1.0049 | 21.7293 | 41.0576 | 51.4193 | 54.8286 | 54.0854 | 40.1846 | 16.2414 | 0 | 0 | 0 | 0 | 0 | 0 | 0 | 0 | 280.5511
2021-01-16 | 0 | 0 | 0 | 0 | 0 | 0 | 0 | 0 | 0.77227 | 13.6672 | 27.7364 | 36.0242 | 35.1945 | 32.233 | 23.6251 | 9.4883 | 0 | 0 | 0 | 0 | 0 | 0 | 0 | 0 | 178.741
2021-01-17 | 0 | 0 | 0 | 0 | 0 | 0 | 0 | 0 | 6.8226 | 97.0541 | 189.9006 | 245.036 | 246.9786 | 221.3358 | 142.5553 | 56.9836 | 0 | 0 | 0 | 0 | 0 | 0 | 0 | 0 | 1206.6666
2021-01-18 | 0 | 0 | 0 | 0 | 0 | 0 | 0 | 0 | 2.4501 | 48.7178 | 103.2476 | 201.4539 | 256.9077 | 269.6603 | 181.9809 | 74.101 | 2.918 | 0 | 0 | 0 | 0 | 0 | 0 | 0 | 1141.4374
2021-01-19 | 0 | 0 | 0 | 0 | 0 | 0 | 0 | 0 | 4.9654 | 68.7963 | 131.6469 | 175.7206 | 171.0883 | 152.0833 | 95.5323 | 40.6525 | 0.27738 | 0 | 0 | 0 | 0 | 0 | 0 | 0 | 840.7631
2021-01-20 | 0 | 0 | 0 | 0 | 0 | 0 | 0 | 0 | 1.038 | 10.8297 | 20.7797 | 25.8186 | 29.931 | 26.4249 | 18.1088 | 9.6177 | 0.17371 | 0 | 0 | 0 | 0 | 0 | 0 | 0 | 142.7221
2021-01-21 | 0 | 0 | 0 | 0 | 0 | 0 | 0 | 0 | 3.2049 | 47.9038 | 98.4422 | 114.5452 | 124.3564 | 86.6885 | 55.1157 | 29.4226 | 0.72158 | 0 | 0 | 0 | 0 | 0 | 0 | 0 | 560.4008
2021-01-22 | 0 | 0 | 0 | 0 | 0 | 0 | 0 | 0 | 1.3161 | 11.6154 | 23.1631 | 28.6235 | 33.651 | 32.1261 | 23.2543 | 10.5615 | 0.44522 | 0 | 0 | 0 | 0 | 0 | 0 | 0 | 164.7561
2021-01-23 | 0 | 0 | 0 | 0 | 0 | 0 | 0 | 0 | 4.7758 | 59.6576 | 104.7261 | 138.7409 | 147.6476 | 134.1361 | 86.7435 | 39.5633 | 0.6418 | 0 | 0 | 0 | 0 | 0 | 0 | 0 | 716.6327
2021-01-24 | 0 | 0 | 0 | 0 | 0 | 0 | 0 | 0 | 10.1191 | 113.6958 | 230.1167 | 308.8658 | 308.972 | 247.5999 | 192.1735 | 89.8697 | 4.3327 | 0 | 0 | 0 | 0 | 0 | 0 | 0 | 1505.7451
2021-01-25 | 0 | 0 | 0 | 0 | 0 | 0 | 0 | 0 | 2.5898 | 47.2117 | 112.17 | 178.257 | 227.3759 | 259.9357 | 226.1686 | 96.1418 | 7.753 | 0 | 0 | 0 | 0 | 0 | 0 | 0 | 1157.6035
2021-01-26 | 0 | 0 | 0 | 0 | 0 | 0 | 0 | 0 | 15.7486 | 129.319 | 231.5481 | 280.9265 | 321.174 | 248.7167 | 136.8022 | 43.6333 | 1.4421 | 0 | 0 | 0 | 0 | 0 | 0 | 0 | 1409.3105
2021-01-27 | 0 | 0 | 0 | 0 | 0 | 0 | 0 | 0 | 2.6304 | 33.2904 | 54.227 | 60.6682 | 60.0901 | 59.3233 | 49.7638 | 28.7081 | 1.3587 | 0 | 0 | 0 | 0 | 0 | 0 | 0 | 350.0599
2021-01-28 | 0 | 0 | 0 | 0 | 0 | 0 | 0 | 0 | 13.4698 | 127.0854 | 233.0935 | 301.4376 | 275.2364 | 267.6037 | 174.0179 | 101.2696 | 8.2025 | 0 | 0 | 0 | 0 | 0 | 0 | 0 | 1501.4164
2021-01-29 | 0 | 0 | 0 | 0 | 0 | 0 | 0 | 0 | 1.9545 | 21.7132 | 39.7088 | 50.5385 | 65.9572 | 245.0989 | 183.5617 | 93.7588 | 8.0943 | 0 | 0 | 0 | 0 | 0 | 0 | 0 | 710.3859
2021-01-30 | 0 | 0 | 0 | 0 | 0 | 0 | 0 | 0 | 8.4148 | 15.1285 | 17.992 | 51.9738 | 62.6343 | 274.1117 | 194.2184 | 83.6016 | 2.8856 | 0 | 0 | 0 | 0 | 0 | 0 | 0 | 710.9607
2021-01-31 | 0 | 0 | 0 | 0 | 0 | 0 | 0 | 0 | 21.6841 | 71.5804 | 138.5482 | 151.3401 | 123.4873 | 97.994 | 78.639 | 7.9634 | 1.4071 | 0 | 0 | 0 | 0 | 0 | 0 | 0 | 692.6436
2021-02-01 | 0 | 0 | 0 | 0 | 0 | 0 | 0 | 0 | 8.2241 | 45.0017 | 102.5594 | 157.4706 | 162.4608 | 113.6171 | 65.733 | 19.3566 | 0.68419 | 0 | 0 | 0 | 0 | 0 | 0 | 0 | 675.1075
2021-02-02 | 0 | 0 | 0 | 0 | 0 | 0 | 0 | 0 | 22.038 | 62.2293 | 103.5307 | 133.5502 | 117.29 | 111.71 | 87.7895 | 42.367 | 2.0809 | 0 | 0 | 0 | 0 | 0 | 0 | 0 | 682.5856
2021-02-03 | 0 | 0 | 0 | 0 | 0 | 0 | 0 | 0 | 7.1612 | 26.7635 | 43.24 | 55.2455 | 54.7736 | 57.247 | 41.3722 | 23.3035 | 2.1511 | 0 | 0 | 0 | 0 | 0 | 0 | 0 | 311.2575
2021-02-04 | 0 | 0 | 0 | 0 | 0 | 0 | 0 | 0 | 26.2507 | 77.2744 | 147.6752 | 221.9453 | 246.7348 | 234.4816 | 17.9154 | 40.0902 | 5.9433 | 0 | 0 | 0 | 0 | 0 | 0 | 0 | 1018.3109
2021-02-05 | 0 | 0 | 0 | 0 | 0 | 0 | 0 | 0 | 24.9975 | 68.2655 | 68.812 | 25.9161 | 107.2114 | 215.7637 | 227.6393 | 126.008 | 38.4135 | 0 | 0 | 0 | 0 | 0 | 0 | 0 | 903.0269
2021-02-06 | 0 | 0 | 0 | 0 | 0 | 0 | 0 | 0 | 4.9453 | 14.7526 | 26.2256 | 36.4115 | 38.7851 | 34.9652 | 26.3774 | 13.7105 | 3.9301 | 0 | 0 | 0 | 0 | 0 | 0 | 0 | 200.1032
2021-02-07 | 0 | 0 | 0 | 0 | 0 | 0 | 0 | 0 | 21.1595 | 53.5742 | 20.1183 | 48.8318 | 45.9966 | 235.7242 | 182.5314 | 75.3909 | 27.3416 | 0 | 0 | 0 | 0 | 0 | 0 | 0 | 710.6685
2021-02-08 | 0 | 0 | 0 | 0 | 0 | 0 | 0 | 0 | 10.3845 | 30.2322 | 56.1656 | 72.418 | 73.814 | 64.0696 | 49.1071 | 30.5869 | 8.797 | 0 | 0 | 0 | 0 | 0 | 0 | 0 | 395.5751
2021-02-09 | 0 | 0 | 0 | 0 | 0 | 0 | 0 | 0.61616 | 59.1149 | 182.6612 | 264.6427 | 149.3621 | 72.4455 | 94.6908 | 134.317 | 47.2314 | 19.4509 | 0 | 0 | 0 | 0 | 0 | 0 | 0 | 1024.5327
2021-02-10 | 0 | 0 | 0 | 0 | 0 | 0 | 0 | 0 | 35.0069 | 105.9058 | 153.0389 | 199.3658 | 208.363 | 196.2553 | 146.1022 | 88.2064 | 29.9829 | 0 | 0 | 0 | 0 | 0 | 0 | 0 | 1162.2272
2021-02-11 | 0 | 0 | 0 | 0 | 0 | 0 | 0 | 0 | 17.5335 | 39.4807 | 162.3192 | 256.0859 | 333.6081 | 369.0739 | 217.5568 | 132.2447 | 39.2813 | 0 | 0 | 0 | 0 | 0 | 0 | 0 | 1567.1841
2021-02-12 | 0 | 0 | 0 | 0 | 0 | 0 | 0 | 0 | 6.8313 | 12.8965 | 43.6372 | 164.8556 | 181.4107 | 261.831 | 210.3921 | 99.3545 | 39.5082 | 0 | 0 | 0 | 0 | 0 | 0 | 0 | 1020.7171
2021-02-13 | 0 | 0 | 0 | 0 | 0 | 0 | 0 | 0 | 36.7945 | 42.2963 | 154.8517 | 229.2044 | 187.0615 | 176.7273 | 95.3239 | 74.2347 | 12.7148 | 0 | 0 | 0 | 0 | 0 | 0 | 0 | 1009.2091
2021-02-14 | 0 | 0 | 0 | 0 | 0 | 0 | 0 | 0.44711 | 75.501 | 199.704 | 307.2063 | 375.2005 | 385.92 | 360.2261 | 291.0012 | 179.2558 | 51.5609 | 0 | 0 | 0 | 0 | 0 | 0 | 0 | 2226.0227
2021-02-15 | 0 | 0 | 0 | 0 | 0 | 0 | 0 | 0.75611 | 82.3708 | 204.1436 | 316.9743 | 372.7821 | 403.4189 | 372.2512 | 297.6232 | 181.5955 | 61.9108 | 0 | 0 | 0 | 0 | 0 | 0 | 0 | 2293.8265
2021-02-16 | 0 | 0 | 0 | 0 | 0 | 0 | 0 | 1.2339 | 90.6444 | 226.1136 | 343.3288 | 424.2997 | 419.9348 | 388.6845 | 300.5567 | 183.8842 | 65.8156 | 0 | 0 | 0 | 0 | 0 | 0 | 0 | 2444.4961
2021-02-17 | 0 | 0 | 0 | 0 | 0 | 0 | 0 | 3.1583 | 106.712 | 257.3128 | 393.7454 | 373.6472 | 323.0812 | 271.5046 | 119.9757 | 98.5366 | 41.5531 | 0 | 0 | 0 | 0 | 0 | 0 | 0 | 1989.2268
2021-02-18 | 0 | 0 | 0 | 0 | 0 | 0 | 0 | 1.3471 | 70.153 | 147.0656 | 228.5123 | 257.5959 | 255.2601 | 240.215 | 181.8315 | 113.8413 | 47.2707 | 0 | 0 | 0 | 0 | 0 | 0 | 0 | 1543.0924
2021-02-19 | 0 | 0 | 0 | 0 | 0 | 0 | 0 | 2.1491 | 88.4856 | 186.3419 | 284.6032 | 283.2544 | 297.3755 | 362.6327 | 291.8151 | 250.9345 | 94.2032 | 1.3267 | 0 | 0 | 0 | 0 | 0 | 0 | 2143.122
2021-02-20 | 0 | 0 | 0 | 0 | 0 | 0 | 0 | 2.9217 | 115.426 | 262.8534 | 387.8154 | 466.9656 | 492.8011 | 464.2523 | 379.6597 | 250.5452 | 96.016 | 1.5259 | 0 | 0 | 0 | 0 | 0 | 0 | 2920.7824
2021-02-21 | 0 | 0 | 0 | 0 | 0 | 0 | 0 | 3.8336 | 100.4163 | 235.4175 | 325.0277 | 405.2671 | 435.4675 | 392.8645 | 308.677 | 182.2522 | 70.5659 | 0.13293 | 0 | 0 | 0 | 0 | 0 | 0 | 2459.9223
2021-02-22 | 0 | 0 | 0 | 0 | 0 | 0 | 0 | 0.57035 | 10.8879 | 26.2806 | 39.0556 | 42.312 | 46.1146 | 41.9542 | 35.9208 | 23.5012 | 10.843 | 0.29482 | 0 | 0 | 0 | 0 | 0 | 0 | 277.7351
2021-02-23 | 0 | 0 | 0 | 0 | 0 | 0 | 0 | 4.7849 | 88.7765 | 168.5126 | 274.5915 | 338.2915 | 347.1589 | 286.2784 | 238.1544 | 180.6125 | 91.368 | 4.0684 | 0 | 0 | 0 | 0 | 0 | 0 | 2022.5976
2021-02-24 | 0 | 0 | 0 | 0 | 0 | 0 | 0 | 5.0381 | 68.6115 | 266.0465 | 384.9763 | 384.2566 | 413.8396 | 412.4633 | 249.3694 | 144.1478 | 85.6661 | 5.4294 | 0 | 0 | 0 | 0 | 0 | 0 | 2419.8447
2021-02-25 | 0 | 0 | 0 | 0 | 0 | 0 | 0 | 13.4718 | 128.9061 | 268.1857 | 289.908 | 298.7715 | 269.7272 | 345.7 | 152.7243 | 155.4101 | 54.3253 | 2.1425 | 0 | 0 | 0 | 0 | 0 | 0 | 1979.2723
2021-02-26 | 0 | 0 | 0 | 0 | 0 | 0 | 0 | 5.6885 | 42.4103 | 243.4002 | 405.1098 | 341.6497 | 297.9968 | 257.1751 | 168.6463 | 129.6454 | 82.355 | 2.3872 | 0 | 0 | 0 | 0 | 0 | 0 | 1976.4645
2021-02-27 | 0 | 0 | 0 | 0 | 0 | 0 | 0 | 1.258 | 22.099 | 66.1263 | 53.2518 | 63.9163 | 33.1721 | 333.0261 | 276.07 | 206.3968 | 100.5618 | 6.1734 | 0 | 0 | 0 | 0 | 0 | 0 | 1162.0514
2021-02-28 | 0 | 0 | 0 | 0 | 0 | 0 | 0 | 2.8878 | 13.6661 | 20.6943 | 124.203 | 174.073 | 362.6995 | 252.4288 | 170.0974 | 145.7955 | 75.9414 | 4.1223 | 0 | 0 | 0 | 0 | 0 | 0 | 1346.6091
2021-03-01 | 0 | 0 | 0 | 0 | 0 | 0 | 0 | 11.2158 | 134.7967 | 258.1543 | 401.4134 | 396.3407 | 323.1166 | 325.8653 | 256.8409 | 242.771 | 98.9692 | 4.2454 | 0 | 0 | 0 | 0 | 0 | 0 | 2453.7293
2021-03-02 | 0 | 0 | 0 | 0 | 0 | 0 | 0 | 15.5681 | 120.7897 | 207.2934 | 323.4233 | 265.2561 | 377.7525 | 343.9187 | 397.0092 | 272.0905 | 126.704 | 29.6605 | 0 | 0 | 0 | 0 | 0 | 0 | 2479.4661
2021-03-03 | 0 | 0 | 0 | 0 | 0 | 0 | 0 | 13.4026 | 115.7839 | 267.2066 | 363.4703 | 447.3432 | 475.8133 | 415.3733 | 304.5127 | 162.4096 | 72.8545 | 1.4637 | 0 | 0 | 0 | 0 | 0 | 0 | 2639.6336
2021-03-04 | 0 | 0 | 0 | 0 | 0 | 0 | 0 | 2.65 | 38.2243 | 145.9607 | 206.8018 | 162.6652 | 282.759 | 217.5883 | 110.3966 | 39.2865 | 29.3341 | 2.0974 | 0 | 0 | 0 | 0 | 0 | 0 | 1237.7639
2021-03-05 | 0 | 0 | 0 | 0 | 0 | 0 | 0 | 48.0493 | 166.0038 | 306.6125 | 433.3441 | 504.0082 | 524.2205 | 478.4087 | 384.5791 | 271.1939 | 126.9832 | 11.8615 | 0 | 0 | 0 | 0 | 0 | 0 | 3255.2648
2021-03-06 | 0 | 0 | 0 | 0 | 0 | 0 | 0 | 47.4673 | 160.1407 | 286.8919 | 403.2223 | 461.8929 | 483.2061 | 472.5888 | 408.0198 | 295.6413 | 146.3224 | 11.1808 | 0 | 0 | 0 | 0 | 0 | 0 | 3176.5743
2021-03-07 | 0 | 0 | 0 | 0 | 0 | 0 | 0 | 11.8639 | 148.5953 | 168.0722 | 353.5293 | 403.3403 | 289.6406 | 568.3413 | 266.2274 | 199.0315 | 57.3925 | 11.2697 | 0 | 0 | 0 | 0 | 0 | 0 | 2477.3041
2021-03-08 | 0 | 0 | 0 | 0 | 0 | 0 | 0 | 4.8549 | 17.9456 | 30.1084 | 40.5503 | 47.0859 | 49.0206 | 416.317 | 356.046 | 253.9428 | 133.6564 | 13.6963 | 0 | 0 | 0 | 0 | 0 | 0 | 1363.2241
2021-03-09 | 0 | 0 | 0 | 0 | 0 | 0 | 0 | 4.477 | 51.958 | 167.7812 | 146.7117 | 165.7561 | 277.9379 | 377.0526 | 371.7164 | 258.2447 | 119.4999 | 20.6652 | 0 | 0 | 0 | 0 | 0 | 0 | 1961.8008
2021-03-10 | 0 | 0 | 0 | 0 | 0 | 0 | 0 | 53.9124 | 172.1501 | 289.9512 | 379.3215 | 444.5119 | 457.7246 | 421.547 | 368.2599 | 268.8424 | 148.1903 | 29.1854 | 0 | 0 | 0 | 0 | 0 | 0 | 3033.5967
2021-03-11 | 0 | 0 | 0 | 0 | 0 | 0 | 0 | 45.0725 | 145.5596 | 236.9472 | 317.2731 | 344.7169 | 359.4672 | 333.2974 | 281.5871 | 227.136 | 118.4343 | 30.7981 | 0 | 0 | 0 | 0 | 0 | 0 | 2440.2894
2021-03-12 | 0 | 0 | 0 | 0 | 0 | 0 | 0 | 75.3712 | 210.3567 | 353.2344 | 461.9322 | 548.483 | 497.0087 | 455.7191 | 409.1995 | 255.732 | 141.812 | 36.7281 | 0 | 0 | 0 | 0 | 0 | 0 | 3445.5768
2021-03-13 | 0 | 0 | 0 | 0 | 0 | 0 | 0 | 38.4029 | 111.3364 | 155.6146 | 172.3899 | 288.1502 | 281.7523 | 176.511 | 187.0104 | 147.6319 | 65.2061 | 4.0295 | 0 | 0 | 0 | 0 | 0 | 0 | 1628.0351
2021-03-14 | 0 | 0 | 0 | 0 | 0 | 0 | 0 | 5.1738 | 40.043 | 26.1599 | 55.3516 | 144.2933 | 408.0198 | 342.9277 | 494.6886 | 358.0987 | 194.3678 | 41.4115 | 0 | 0 | 0 | 0 | 0 | 0 | 2110.5358
2021-03-15 | 0 | 0 | 0 | 0 | 0 | 0 | 0.52178 | 91.5685 | 250.1756 | 406.9187 | 289.3024 | 166.8099 | 234.1159 | 454.2641 | 220.2111 | 72.8034 | 12.9763 | 3.4369 | 0 | 0 | 0 | 0 | 0 | 0 | 2203.1047
2021-03-16 | 0 | 0 | 0 | 0 | 0 | 0 | 1.3321 | 96.2323 | 226.7192 | 356.6831 | 490.0877 | 558.8644 | 578.8014 | 511.7943 | 442.8603 | 323.7969 | 179.6923 | 48.8908 | 0 | 0 | 0 | 0 | 0 | 0 | 3815.7547
2021-03-17 | 0 | 0 | 0 | 0 | 0 | 0 | 2.2543 | 87.4081 | 179.8692 | 301.0837 | 269.971 | 363.0731 | 455.8764 | 493.3123 | 518.4006 | 381.0872 | 199.7079 | 45.0804 | 0 | 0 | 0 | 0 | 0 | 0 | 3297.1241
2021-03-18 | 0 | 0 | 0 | 0 | 0 | 0 | 2.3885 | 95.6739 | 228.355 | 356.1915 | 454.1855 | 496.4188 | 504.0082 | 465.7466 | 390.7843 | 286.5537 | 166.983 | 50.3497 | 0 | 0 | 0 | 0 | 0 | 0 | 3497.6386
2021-03-19 | 0 | 0 | 0 | 0 | 0 | 0 | 1.516 | 82.5595 | 198.8585 | 334.4614 | 451.1576 | 547.264 | 581.8293 | 541.2475 | 494.8852 | 365.4011 | 221.8706 | 60.9906 | 0 | 0 | 0 | 0 | 0 | 0 | 3882.0412
2021-03-20 | 0 | 0 | 0 | 0 | 0 | 0 | 3.7087 | 119.8302 | 283.7971 | 439.5178 | 552.0221 | 621.8998 | 634.6799 | 596.3003 | 514.2323 | 394.2566 | 230.2937 | 64.1129 | 0 | 0 | 0 | 0 | 0 | 0 | 4454.6515
2021-03-21 | 0 | 0 | 0 | 0 | 0 | 0 | 6.0904 | 129.8774 | 247.3246 | 363.7573 | 464.2916 | 546.1236 | 599.3675 | 536.7253 | 303.8402 | 237.5252 | 173.4674 | 67.1762 | 0 | 0 | 0 | 0 | 0 | 0 | 3675.5669
2021-03-22 | 0 | 0 | 0 | 0 | 0 | 0 | 1.5208 | 24.051 | 57.1723 | 43.8889 | 150.5104 | 268.752 | 256.7151 | 264.6309 | 216.6917 | 170.8799 | 127.1759 | 57.4397 | 0.37463 | 0 | 0 | 0 | 0 | 0 | 1639.8031
2021-03-23 | 0 | 0 | 0 | 0 | 0 | 0 | 6.8352 | 76.8183 | 179.1496 | 154.1045 | 253.6714 | 277.0531 | 117.695 | 163.786 | 332.0312 | 175.5397 | 37.6592 | 42.5637 | 0.36492 | 0 | 0 | 0 | 0 | 0 | 1817.2719
2021-03-24 | 0 | 0 | 0 | 0 | 0 | 0 | 1.2206 | 45.2691 | 115.3828 | 130.1998 | 176.4009 | 172.9483 | 186.7508 | 208.4495 | 212.0515 | 190.1051 | 135.8349 | 53.6922 | 0.86224 | 0 | 0 | 0 | 0 | 0 | 1629.1679
2021-03-25 | 0 | 0 | 0 | 0 | 0 | 0 | 1.4675 | 56.3072 | 78.3126 | 166.0864 | 192.3584 | 281.7837 | 278.5789 | 234.7136 | 272.9202 | 220.2898 | 127.7736 | 49.0166 | 0.17227 | 0 | 0 | 0 | 0 | 0 | 1959.7808
2021-03-26 | 0 | 0 | 0 | 0 | 0 | 0 | 1.3495 | 27.7556 | 62.2608 | 109.8067 | 144.6237 | 157.4234 | 132.2407 | 139.1302 | 100.9511 | 91.1163 | 62.0681 | 25.6094 | 0 | 0 | 0 | 0 | 0 | 0 | 1054.3354
2021-03-27 | 0 | 0 | 0 | 0 | 0 | 0 | 13.8304 | 96.9912 | 223.0935 | 247.1909 | 529.3718 | 541.5228 | 455.837 | 528.8606 | 347.2651 | 304.8784 | 182.0006 | 74.5926 | 3.2435 | 0 | 0 | 0 | 0 | 0 | 3548.6785
2021-03-28 | 0 | 0 | 0 | 0 | 0 | 0 | 10.3936 | 130.5616 | 273.8837 | 345.2871 | 457.5673 | 412.424 | 465.8645 | 613.2487 | 535.8995 | 312.3498 | 191.1354 | 62.3355 | 0.55529 | 0 | 0 | 0 | 0 | 0 | 3811.506
2021-03-29 | 0 | 0 | 0 | 0 | 0 | 0 | 16.9692 | 152.681 | 293.1993 | 404.1661 | 535.7422 | 570.7008 | 576.4026 | 560.8306 | 469.7182 | 349.0464 | 190.6714 | 68.7924 | 0.1678 | 0 | 0 | 0 | 0 | 0 | 4189.0881
2021-03-30 | 0 | 0 | 0 | 0 | 0 | 0 | 36.4622 | 169.1693 | 304.3436 | 441.9952 | 533.9727 | 591.9354 | 589.8119 | 555.7579 | 489.0653 | 338.9207 | 179.6058 | 66.9717 | 0.41872 | 0 | 0 | 0 | 0 | 0 | 4298.4304
2021-03-31 | 0 | 0 | 0 | 0 | 0 | 0 | 26.8669 | 92.4612 | 171.2613 | 251.5008 | 308.4254 | 307.4816 | 296.9075 | 321.8071 | 221.7015 | 154.1321 | 108.0843 | 45.1708 | 0.50546 | 0 | 0 | 0 | 0 | 0 | 2306.306
2021-04-01 | 0 | 0 | 0 | 0 | 0 | 0 | 20.272 | 156.2319 | 257.3796 | 262.1142 | 459.8874 | 521.1926 | 332.8413 | 166.11 | 173.5539 | 58.9694 | 21.4486 | 12.4097 | 1.2165 | 0 | 0 | 0 | 0 | 0 | 2443.6269
2021-04-02 | 0 | 0 | 0 | 0 | 0 | 0 | 36.9373 | 171.5917 | 364.0719 | 168.32 | 376.4942 | 130.2824 | 550.5672 | 430.788 | 411.5982 | 442.703 | 187.0182 | 89.7596 | 2.5384 | 0 | 0 | 0 | 0 | 0 | 3362.6701
2021-04-03 | 0 | 0 | 0 | 0 | 0 | 0 | 4.5949 | 17.7463 | 32.5857 | 45.9298 | 101.3915 | 256.7426 | 455.9943 | 564.0158 | 710.6528 | 533.4615 | 359.0936 | 148.8116 | 11.4113 | 0 | 0 | 0 | 0 | 0 | 3242.4316
2021-04-04 | 0 | 0 | 0 | 0 | 0 | 0 | 59.5946 | 226.09 | 368.6964 | 533.2649 | 564.4483 | 601.2944 | 579.7058 | 582.8517 | 473.4146 | 393.824 | 252.7749 | 105.6227 | 5.9209 | 0 | 0 | 0 | 0 | 0 | 4747.5032
2021-04-05 | 0 | 0 | 0 | 0 | 0 | 0 | 32.2621 | 102.3549 | 178.7721 | 223.302 | 261.5165 | 280.081 | 343.2187 | 279.1687 | 283.8168 | 195.575 | 137.5651 | 51.6474 | 1.3881 | 0 | 0 | 0 | 0 | 0 | 2370.6684
2021-04-06 | 0 | 0 | 0 | 0 | 0 | 0 | 46.2207 | 139.4369 | 240.7812 | 333.8047 | 366.5139 | 354.4141 | 376.9582 | 336.459 | 293.2426 | 190.3883 | 111.124 | 48.7768 | 1.2825 | 0 | 0 | 0 | 0 | 0 | 2839.4029
2021-04-07 | 0 | 0 | 0 | 0 | 0 | 0 | 21.1198 | 58.4425 | 28.883 | 106.2715 | 236.6562 | 291.7758 | 426.4231 | 417.8506 | 351.0519 | 188.2648 | 127.3528 | 42.3906 | 1.2543 | 0 | 0 | 0 | 0 | 0 | 2297.7371
2021-04-08 | 0 | 0 | 0 | 0 | 0 | 0 | 10.8006 | 18.7396 | 217.0653 | 508.3338 | 437.9449 | 374.241 | 160.5968 | 383.5134 | 47.9392 | 168.1469 | 210.4235 | 119.846 | 17.7887 | 0 | 0 | 0 | 0 | 0 | 2675.3797
2021-04-09 | 0 | 0 | 0 | 0 | 0 | 0 | 29.9287 | 110.8213 | 182.7556 | 224.6311 | 290.8439 | 295.5273 | 304.8155 | 235.6652 | 236.0427 | 233.9153 | 117.5652 | 50.1334 | 1.7996 | 0 | 0 | 0 | 0 | 0 | 2314.4447
2021-04-10 | 0 | 0 | 0 | 0 | 0 | 1.6134 | 44.4551 | 74.7577 | 149.3346 | 257.942 | 153.9394 | 255.9207 | 290.0849 | 429.3331 | 302.9397 | 210.6752 | 130.8605 | 105.9766 | 16.8847 | 0 | 0 | 0 | 0 | 0 | 2424.7177
2021-04-11 | 0 | 0 | 0 | 0 | 0 | 0.43881 | 77.2705 | 287.1081 | 407.4299 | 428.114 | 526.4226 | 522.4902 | 522.9621 | 404.7166 | 370.7333 | 65.9218 | 24.5826 | 11.7723 | 1.9445 | 0 | 0 | 0 | 0 | 0 | 3651.9075
2021-04-12 | 0 | 0 | 0 | 0 | 0 | 1.0758 | 94.9228 | 256.6482 | 424.2603 | 564.7629 | 661.6558 | 719.6185 | 730.6684 | 688.0812 | 612.6195 | 485.251 | 327.3596 | 155.3314 | 14.2142 | 0 | 0 | 0 | 0 | 0 | 5736.4697
2021-04-13 | 0 | 0 | 0 | 0 | 0 | 1.6649 | 104.3132 | 279.5816 | 453.0451 | 593.0365 | 693.2718 | 750.2908 | 754.695 | 718.7927 | 632.8711 | 507.0361 | 343.5608 | 167.8599 | 16.1706 | 0 | 0 | 0 | 0 | 0 | 6016.1902
2021-04-14 | 0 | 0 | 0 | 0 | 0 | 2.2232 | 99.2484 | 264.2966 | 436.136 | 577.1105 | 678.3683 | 740.8139 | 746.2798 | 712.3044 | 627.2871 | 496.5368 | 332.2082 | 165.6145 | 19.2472 | 0 | 0 | 0 | 0 | 0 | 5897.6748
2021-04-15 | 0 | 0 | 0 | 0 | 0 | 2.7738 | 99.5905 | 235.6888 | 390.7961 | 567.9481 | 630.8263 | 627.1299 | 688.9463 | 570.5435 | 468.6172 | 355.7039 | 196.4283 | 64.8168 | 2.7677 | 0 | 0 | 0 | 0 | 0 | 4902.577
2021-04-16 | 0 | 0 | 0 | 0 | 0 | 3.4729 | 103.1532 | 241.7564 | 379.1643 | 521.4678 | 595.3959 | 627.5624 | 675.1831 | 677.8177 | 601.7269 | 487.8463 | 335.9714 | 161.3518 | 34.0836 | 0 | 0 | 0 | 0 | 0 | 5445.9537
2021-04-17 | 0 | 0 | 0 | 0 | 0 | 10.4734 | 132.0874 | 325.3148 | 517.2602 | 590.4018 | 615.2935 | 550.8424 | 608.176 | 485.0937 | 415.6485 | 222.6571 | 137.7775 | 24.1104 | 6.8914 | 0 | 0 | 0 | 0 | 0 | 4642.0279
2021-04-18 | 0 | 0 | 0 | 0 | 0 | 7.6881 | 117.3529 | 322.9121 | 448.4836 | 496.5761 | 576.7566 | 583.5595 | 611.0466 | 594.5307 | 453.5563 | 260.9895 | 221.6228 | 118.564 | 38.1563 | 0 | 0 | 0 | 0 | 0 | 4851.7951
2021-04-19 | 0 | 0 | 0 | 0 | 0 | 5.6409 | 115.2687 | 263.6989 | 447.4218 | 539.6353 | 620.7595 | 679.9805 | 555.6792 | 497.1266 | 459.1402 | 419.3842 | 335.4012 | 193.7976 | 45.4107 | 0 | 0 | 0 | 0 | 0 | 5178.3455
2021-04-20 | 0 | 0 | 0 | 0 | 0 | 5.0778 | 87.8603 | 176.5975 | 276.3257 | 472.9427 | 606.9569 | 625.6356 | 758.2734 | 609.0804 | 633.6182 | 408.7669 | 338.3151 | 178.3238 | 49.284 | 0 | 0 | 0 | 0 | 0 | 5227.0585
2021-04-21 | 0 | 0 | 0 | 0 | 0 | 3.4505 | 53.1259 | 200.0343 | 359.3846 | 424.4963 | 617.7709 | 820.5617 | 556.387 | 495.829 | 402.4358 | 391.327 | 378.944 | 197.8676 | 48.7768 | 0 | 0 | 0 | 0 | 0 | 4950.3914
2021-04-22 | 0 | 0 | 0 | 0 | 0 | 9.2084 | 121.3875 | 268.1975 | 442.0345 | 570.0323 | 669.7171 | 735.2693 | 744.8642 | 706.8384 | 594.806 | 487.4924 | 331.2998 | 177.1402 | 46.6533 | 0 | 0 | 0 | 0 | 0 | 5904.9407
2021-04-23 | 0 | 0 | 0 | 0 | 0 | 10.9547 | 124.5294 | 273.1287 | 417.772 | 541.7587 | 632.2812 | 674.5932 | 682.7332 | 640.2246 | 560.8306 | 448.8768 | 309.4871 | 165.7089 | 46.9128 | 0 | 0 | 0 | 0 | 0 | 5529.7918
2021-04-24 | 0 | 0 | 0 | 0 | 0 | 11.6826 | 119.0359 | 243.6479 | 369.6323 | 471.2912 | 543.8822 | 596.261 | 589.4973 | 556.8589 | 467.0835 | 368.9756 | 253.0187 | 130.7543 | 39.7481 | 0 | 0 | 0 | 0 | 0 | 4761.3694
2021-04-25 | 0 | 0 | 0 | 0 | 0 | 22.1965 | 183.3454 | 316.4513 | 99.8028 | 264.5719 | 239.338 | 355.2281 | 459.2582 | 405.975 | 458.4324 | 384.7482 | 161.8001 | 17.5166 | 5.136 | 0 | 0 | 0 | 0 | 0 | 3373.8005
2021-04-26 | 0 | 0 | 0 | 0 | 0 | 9.1698 | 97.3058 | 181.9848 | 267.6745 | 376.4863 | 403.3796 | 444.7872 | 430.0409 | 431.9677 | 359.6323 | 287.462 | 185.0403 | 105.08 | 36.255 | 0 | 0 | 0 | 0 | 0 | 3616.2664
2021-04-27 | 0 | 0 | 0 | 0 | 0 | 38.8012 | 164.5921 | 218.4455 | 259.5149 | 402.1213 | 494.1381 | 474.3191 | 395.2003 | 351.2407 | 426.6198 | 299.8607 | 111.1673 | 97.2429 | 45.0371 | 0 | 0 | 0 | 0 | 0 | 3778.3009
2021-04-28 | 0 | 0 | 0 | 0 | 0 | 30.2016 | 133.4165 | 264.5876 | 397.4811 | 502.7499 | 577.8183 | 612.9734 | 598.6204 | 556.505 | 509.3562 | 416.7496 | 277.8317 | 146.4719 | 48.4229 | 0 | 0 | 0 | 0 | 0 | 5073.186
2021-04-29 | 0 | 0 | 0 | 0 | 0 | 30.6483 | 123.2396 | 242.0828 | 370.981 | 452.9664 | 530.6302 | 544.3541 | 511.637 | 459.5728 | 457.9998 | 358.5116 | 241.3514 | 138.4145 | 45.9298 | 0 | 0 | 0 | 0 | 0 | 4508.3193
2021-04-30 | 0 | 0 | 0 | 0 | 0 | 39.8032 | 170.7659 | 338.7791 | 498.0311 | 632.2419 | 737.9826 | 800.9 | 804.911 | 754.6557 | 666.0207 | 539.478 | 394.6498 | 220.5611 | 72.1821 | 0.47054 | 0 | 0 | 0 | 0 | 6671.4326
2021-05-01 | 0 | 0 | 0 | 0 | 0 | 13.8442 | 13.7805 | 66.2678 | 175.8071 | 203.9706 | 222.0397 | 307.2968 | 263.9506 | 205.4491 | 226.4596 | 299.1057 | 207.2777 | 152.2052 | 64.5651 | 1.0223 | 0 | 0 | 0 | 0 | 2423.042
2021-05-02 | 0 | 0 | 0 | 0 | 0 | 40.8492 | 173.2865 | 314.4654 | 474.673 | 581.5147 | 663.1501 | 709.0012 | 726.8147 | 696.6537 | 604.5189 | 503.4184 | 342.0587 | 190.8641 | 70.3968 | 0.6186 | 0 | 0 | 0 | 0 | 6092.2838
2021-05-03 | 0 | 0 | 0 | 0 | 0 | 51.6041 | 216.4675 | 404.5593 | 589.7726 | 729.6853 | 792.9567 | 413.0138 | 398.4642 | 354.4613 | 323.0497 | 279.098 | 218.8387 | 125.6226 | 42.8153 | 0 | 0 | 0 | 0 | 0 | 4940.4093
2021-05-04 | 0 | 0 | 0 | 0 | 0 | 52.5911 | 210.8482 | 398.1496 | 560.7519 | 700.9399 | 814.8992 | 413.0925 | 421.7436 | 400.3517 | 369.7148 | 317.4461 | 202.492 | 128.5522 | 51.3328 | 0.69516 | 0 | 0 | 0 | 0 | 5043.6009
2021-05-05 | 0 | 0 | 0 | 0 | 0 | 28.4847 | 90.5146 | 174.2971 | 262.59 | 322.7587 | 366.3487 | 360.9418 | 339.4948 | 342.7193 | 311.351 | 235.4214 | 171.9888 | 99.4332 | 34.6349 | 0.13854 | 0 | 0 | 0 | 0 | 3141.1177
2021-05-06 | 0 | 0 | 0 | 0 | 0 | 44.3568 | 131.1672 | 224.5406 | 317.4501 | 390.572 | 455.0506 | 518.4399 | 473.8472 | 395.9082 | 370.4109 | 342.1727 | 267.8868 | 146.287 | 53.0394 | 0.33483 | 0 | 0 | 0 | 0 | 4131.4643
2021-05-07 | 0 | 0 | 0 | 0 | 0.13556 | 61.1086 | 153.668 | 244.7372 | 558.1959 | 739.2016 | 556.505 | 486.0374 | 496.1829 | 467.0835 | 282.2045 | 42.7406 | 32.7961 | 17.8414 | 6.5383 | 0.33922 | 0 | 0 | 0 | 0 | 4145.3159
2021-05-08 | 0 | 0 | 0 | 0 | 0 | 55.2219 | 158.1549 | 289.3574 | 418.1652 | 542.3879 | 614.4284 | 616.1979 | 618.6753 | 590.7164 | 506.3283 | 410.4578 | 280.5569 | 153.8922 | 57.1015 | 0.42383 | 0 | 0 | 0 | 0 | 5312.0658
2021-05-09 | 0 | 0 | 0 | 0 | 0 | 43.7198 | 110.5892 | 209.5191 | 257.0257 | 318.4174 | 370.6468 | 434.2878 | 469.6789 | 454.5001 | 382.8803 | 287.7806 | 221.6582 | 109.264 | 39.8228 | 0.46358 | 0 | 0 | 0 | 0 | 3710.2544
2021-05-10 | 0 | 0 | 0 | 0 | 0 | 31.255 | 133.967 | 229.1454 | 387.0525 | 469.9935 | 345.9949 | 612.5409 | 546.3202 | 542.3092 | 531.1414 | 439.0066 | 393.2735 | 269.9592 | 79.7518 | 0.54003 | 0 | 0 | 0 | 0 | 5012.2513
2021-05-11 | 0 | 0 | 0 | 0 | 0.45261 | 70.3339 | 216.444 | 388.8142 | 546.9101 | 708.9226 | 822.2526 | 528.1921 | 524.9283 | 478.8412 | 419.8168 | 331.0088 | 245.5551 | 151.3558 | 66.5195 | 2.789 | 0 | 0 | 0 | 0 | 5503.1366
2021-05-12 | 0 | 0 | 0 | 0 | 0.48749 | 68.1632 | 189.3069 | 355.2438 | 477.8582 | 606.2884 | 723.9048 | 803.4167 | 812.815 | 754.813 | 666.1387 | 538.023 | 415.216 | 268.229 | 108.0804 | 6.661 | 0 | 0 | 0 | 0 | 6794.6455
2021-05-13 | 0 | 0 | 0 | 0 | 0 | 27.8992 | 67.3964 | 154.7534 | 191.4932 | 210.0028 | 312.0706 | 261.4968 | 248.115 | 161.2889 | 96.3896 | 163.4714 | 108.9101 | 68.3284 | 19.6928 | 0.77471 | 0 | 0 | 0 | 0 | 2092.0833
2021-05-14 | 0 | 0 | 0 | 0 | 0.43181 | 36.6994 | 84.2072 | 190.8523 | 218.4809 | 269.1767 | 428.0354 | 480.021 | 478.9592 | 473.3753 | 506.289 | 354.7955 | 221.7526 | 55.1708 | 8.8922 | 1.0068 | 0 | 0 | 0 | 0 | 3808.1459
2021-05-15 | 0 | 0 | 0 | 0 | 0 | 31.583 | 84.4864 | 151.1592 | 232.0436 | 250.498 | 281.3355 | 279.7547 | 281.1388 | 253.2389 | 255.6022 | 239.11 | 178.1311 | 128.1393 | 60.4991 | 4.2843 | 0 | 0 | 0 | 0 | 2711.0039
2021-05-16 | 0 | 0 | 0 | 0 | 0.19913 | 38.6097 | 80.2827 | 145.4298 | 170.117 | 212.2049 | 234.8355 | 314.7407 | 328.1814 | 268.2211 | 209.8101 | 215.8344 | 161.5052 | 67.6953 | 42.8783 | 0.9729 | 0 | 0 | 0 | 0 | 2491.5181
2021-05-17 | 0 | 0 | 0 | 0 | 1.5755 | 54.6438 | 161.0058 | 226.5697 | 397.2452 | 408.4523 | 485.4869 | 573.0208 | 599.6821 | 567.3189 | 465.5893 | 424.7716 | 415.8451 | 277.1357 | 107.0108 | 9.123 | 0 | 0 | 0 | 0 | 5174.4766
2021-05-18 | 0 | 0 | 0 | 0 | 0.89858 | 62.3709 | 101.5331 | 136.755 | 254.218 | 420.8392 | 525.0856 | 623.1189 | 542.2699 | 411.0477 | 390.918 | 356.9544 | 322.8728 | 257.4229 | 133.157 | 16.0786 | 0 | 0 | 0 | 0 | 4555.5404
2021-05-19 | 0 | 0 | 0 | 0 | 2.9541 | 96.2441 | 260.0694 | 435.7035 | 589.3794 | 717.1018 | 803.1808 | 844.8636 | 846.2399 | 801.018 | 723.9441 | 609.1591 | 457.3313 | 285.8301 | 125.194 | 10.1112 | 0 | 0 | 0 | 0 | 7608.3243
2021-05-20 | 0 | 0 | 0 | 0 | 2.1387 | 94.3172 | 157.5807 | 193.2392 | 126.9085 | 329.9235 | 219.6409 | 330.4189 | 521.3499 | 581.3967 | 731.8874 | 723.2756 | 548.6796 | 351.2053 | 155.2646 | 42.5401 | 0 | 0 | 0 | 0 | 5109.7669
2021-05-21 | 0 | 0 | 0 | 0 | 1.5909 | 50.8177 | 124.089 | 191.7842 | 299.0113 | 371.0282 | 402.9471 | 430.788 | 400.7056 | 389.64 | 327.6348 | 258.9526 | 160.2311 | 84.6869 | 32.41 | 1.9143 | 0 | 0 | 0 | 0 | 3528.2318
2021-05-22 | 0 | 0 | 0 | 0 | 2.1983 | 31.7835 | 78.3794 | 88.694 | 44.227 | 431.5745 | 240.9385 | 660.7907 | 731.3762 | 901.9612 | 646.3197 | 213.7503 | 430.2375 | 187.0379 | 54.9191 | 11.9976 | 0 | 0 | 0 | 0 | 4756.1855
2021-05-23 | 0 | 0 | 0 | 0 | 4.1836 | 104.1048 | 279.6092 | 455.6011 | 613.6419 | 741.8756 | 818.0057 | 439.0853 | 394.9251 | 373.887 | 332.9671 | 316.4788 | 224.4384 | 148.0212 | 72.9292 | 7.0928 | 0 | 0 | 0 | 0 | 5326.8468
2021-05-24 | 0 | 0 | 0 | 0 | 0.58498 | 33.3879 | 75.3751 | 140.1605 | 203.4908 | 233.9704 | 282.2202 | 312.2004 | 344.5478 | 302.3499 | 276.8447 | 227.9854 | 187.1362 | 124.1716 | 63.063 | 16.6248 | 0 | 0 | 0 | 0 | 2824.1137
2021-05-25 | 0 | 0 | 0 | 0 | 5.3881 | 119.4016 | 297.6704 | 484.2286 | 652.2575 | 785.7605 | 871.7215 | 909.236 | 916.3929 | 885.0128 | 803.8886 | 680.9243 | 521.2319 | 341.8857 | 160.3491 | 49.7756 | 0 | 0 | 0 | 0 | 8485.1251
2021-05-26 | 0 | 0 | 0 | 0 | 5.9697 | 111.8987 | 274.1943 | 443.4108 | 594.4128 | 716.9839 | 803.1808 | 847.6163 | 855.7955 | 823.511 | 745.4933 | 626.6973 | 477.6615 | 311.0364 | 148.2178 | 46.0438 | 0 | 0 | 0 | 0 | 7832.124
2021-05-27 | 0 | 0 | 0 | 0 | 6.1982 | 114.1166 | 279.094 | 454.2641 | 611.7151 | 739.8308 | 824.4941 | 868.261 | 874.6708 | 841.6391 | 762.9529 | 649.6228 | 503.1038 | 335.8534 | 162.508 | 54.2113 | 0 | 0 | 0 | 0 | 8082.5359
2021-05-28 | 0 | 0 | 0 | 0 | 6.9787 | 108.9966 | 264.2691 | 432.7935 | 580.0597 | 706.5238 | 794.0184 | 834.1676 | 830.1567 | 782.0641 | 701.0186 | 582.2618 | 441.0908 | 284.037 | 135.0641 | 31.6628 | 0 | 0 | 0 | 0 | 7515.1635
2021-05-29 | 0 | 0 | 0 | 0 | 7.3413 | 114.3722 | 275.7869 | 450.1745 | 610.2994 | 743.7631 | 835.8192 | 880.9625 | 886.979 | 857.5258 | 774.9466 | 655.5607 | 501.8454 | 329.251 | 159.4565 | 36.4968 | 0 | 0 | 0 | 0 | 8120.5809
2021-05-30 | 0 | 0 | 0 | 0 | 0.66114 | 14.3888 | 104.7615 | 170.3333 | 191.8275 | 403.7335 | 351.4766 | 620.7988 | 887.2149 | 842.4256 | 548.8369 | 368.8143 | 294.7211 | 167.2779 | 126.1731 | 32.5346 | 0 | 0 | 0 | 0 | 5125.9798
2021-05-31 | 0 | 0 | 0 | 0 | 9.0161 | 114.0694 | 262.8928 | 437.8662 | 570.0323 | 664.5264 | 729.5674 | 782.0248 | 772.6265 | 729.4887 | 637.0787 | 558.1959 | 428.114 | 284.2336 | 134.1007 | 33.2951 | 0 | 0 | 0 | 0 | 7147.1286
2021-06-01 | 0 | 0 | 0 | 0 | 4.2823 | 87.4631 | 201.0646 | 363.9186 | 614.2318 | 737.2747 | 716.5906 | 439.4392 | 464.8814 | 663.7006 | 565.3528 | 312.6802 | 251.3278 | 22.3133 | 45.0292 | 15.3263 | 0 | 0 | 0 | 0 | 5504.8765
2021-06-02 | 0 | 0 | 0 | 0 | 7.7479 | 126.1102 | 256.8094 | 491.1888 | 588.0424 | 803.4167 | 839.437 | 400.3517 | 485.1723 | 362.4125 | 412.6206 | 474.673 | 407.312 | 199.0866 | 147.7341 | 31.9479 | 0 | 0 | 0 | 0 | 6034.0631
2021-06-03 | 0 | 0 | 0 | 0 | 8.1812 | 87.5968 | 261.5558 | 301.064 | 497.5985 | 655.0888 | 794.2151 | 738.1399 | 624.3772 | 599.4855 | 519.7376 | 480.6108 | 326.7225 | 265.7948 | 115.1508 | 36.6388 | 0 | 0 | 0 | 0 | 6311.9582
2021-06-04 | 0 | 0 | 0 | 0 | 10.6327 | 116.9636 | 271.9686 | 442.4671 | 576.5206 | 703.5353 | 780.1766 | 819.4607 | 821.9381 | 784.1483 | 687.6093 | 557.0162 | 418.5585 | 270.4901 | 136.9871 | 36.4736 | 0 | 0 | 0 | 0 | 7434.9461
2021-06-05 | 0 | 0 | 0 | 0 | 8.309 | 131.7885 | 252.7985 | 497.0087 | 277.8199 | 401.5707 | 579.3519 | 102.6852 | 72.2961 | 496.6154 | 365.0275 | 416.553 | 270.6277 | 299.5422 | 167.3447 | 33.0273 | 0.13827 | 0 | 0 | 0 | 4372.5047
2021-06-06 | 0 | 0 | 0 | 0 | 8.4164 | 94.9385 | 219.5859 | 341.9053 | 455.8764 | 554.1849 | 628.3096 | 651.3531 | 648.2072 | 610.6927 | 545.2585 | 471.1339 | 371.8776 | 248.3195 | 130.6403 | 37.0352 | 0 | 0 | 0 | 0 | 6017.7349
2021-06-07 | 0 | 0 | 0 | 0 | 11.2701 | 121.6352 | 280.3996 | 447.1466 | 602.828 | 727.7585 | 821.3089 | 866.1769 | 875.182 | 841.3245 | 764.2506 | 648.3645 | 503.4184 | 334.6423 | 168.6975 | 45.0096 | 0 | 0 | 0 | 0 | 8059.413
2021-06-08 | 0 | 0 | 0 | 0 | 11.4931 | 135.0602 | 306.8799 | 485.9588 | 645.1793 | 775.1825 | 864.2894 | 903.5735 | 910.4157 | 880.2547 | 803.5347 | 687.3733 | 534.4446 | 363.0338 | 187.4469 | 49.1503 | 0 | 0 | 0 | 0 | 8543.2707
2021-06-09 | 0 | 0 | 0 | 0 | 9.7333 | 103.3931 | 219.5269 | 342.2081 | 471.1339 | 581.2394 | 656.2685 | 687.0194 | 689.89 | 652.926 | 581.1608 | 500.2725 | 378.3188 | 256.719 | 138.0606 | 39.209 | 0 | 0 | 0 | 0 | 6307.0793
2021-06-10 | 0 | 0 | 0 | 0 | 1.6386 | 42.1311 | 96.9755 | 180.0541 | 263.4 | 205.9643 | 588.9861 | 524.0239 | 690.4012 | 562.8361 | 479.2345 | 386.2739 | 227.541 | 168.957 | 151.289 | 52.367 | 0.35172 | 0 | 0 | 0 | 4622.4249
2021-06-11 | 0 | 0 | 0 | 0 | 16.412 | 129.9442 | 298.8501 | 318.4528 | 377.4655 | 517.968 | 690.4012 | 657.9594 | 616.4339 | 427.3669 | 216.5029 | 218.2686 | 37.6549 | 24.8088 | 12.5697 | 3.4557 | 0 | 0 | 0 | 0 | 4564.5147
2021-06-12 | 0 | 0 | 0 | 0 | 12.3983 | 113.7823 | 254.0214 | 416.0024 | 558.5891 | 643.0558 | 742.2295 | 774.514 | 797.125 | 722.8431 | 634.3654 | 567.2796 | 436.0967 | 308.2956 | 157.8363 | 46.2129 | 0 | 0 | 0 | 0 | 7184.6474
2021-06-13 | 0 | 0 | 0 | 0 | 2.8578 | 38.4331 | 87.2272 | 121.6706 | 143.558 | 204.9851 | 225.2681 | 208.186 | 193.3532 | 197.8361 | 190.8208 | 172.5865 | 130.0779 | 106.012 | 69.6103 | 26.4167 | 0 | 0 | 0 | 0 | 2118.8996
2021-06-14 | 0 | 0 | 0 | 0 | 1.9778 | 20.3845 | 52.7878 | 87.1328 | 117.3843 | 142.5906 | 163.6365 | 170.931 | 210.569 | 186.9632 | 146.3775 | 137.4825 | 110.6876 | 74.8089 | 44.4787 | 15.8819 | 0 | 0 | 0 | 0 | 1684.0747
2021-06-15 | 0 | 0 | 0 | 0 | 3.2189 | 43.9793 | 72.3118 | 112.8189 | 161.344 | 189.645 | 227.1085 | 257.2813 | 282.8219 | 216.7585 | 190.3804 | 176.6644 | 137.8364 | 91.1084 | 50.1059 | 14.167 | 0 | 0 | 0 | 0 | 2227.5508
2021-06-16 | 0 | 0 | 0 | 0 | 1.4841 | 28.5508 | 225.394 | 282.8179 | 351.5474 | 496.3795 | 558.1566 | 532.5964 | 451.1182 | 491.1495 | 259.9553 | 209.2635 | 153.9001 | 183.6246 | 97.5496 | 36.2727 | 0.28173 | 0 | 0 | 0 | 4360.0418
2021-06-17 | 0 | 0 | 0 | 0 | 7.1891 | 72.0326 | 157.9071 | 232.7553 | 304.5205 | 356.0814 | 397.3631 | 439.0853 | 460.8704 | 426.9343 | 420.0134 | 366.4353 | 295.4054 | 205.7401 | 104.0734 | 32.782 | 0 | 0 | 0 | 0 | 4279.1888
2021-06-18 | 0 | 0 | 0 | 0 | 3.4642 | 25.701 | 50.6722 | 58.8632 | 106.8496 | 232.2244 | 92.2449 | 288.5041 | 326.7186 | 314.7604 | 303.215 | 369.357 | 216.672 | 208.304 | 135.1585 | 43.1142 | 0.66838 | 0 | 0 | 0 | 2776.4917
2021-06-19 | 0 | 0 | 0 | 0 | 12.9748 | 112.2998 | 255.6769 | 414.5475 | 562.6395 | 675.655 | 766.5707 | 822.9211 | 830.7858 | 791.3444 | 722.4105 | 612.2656 | 481.5152 | 321.8386 | 165.9055 | 49.3234 | 0 | 0 | 0 | 0 | 7598.6742
2021-06-20 | 0 | 0 | 0 | 0 | 12.5689 | 123.566 | 279.7232 | 447.5005 | 602.5134 | 726.1069 | 804.7931 | 853.5148 | 859.8852 | 819.9326 | 742.8193 | 624.9277 | 487.1385 | 327.8747 | 169.9047 | 49.9801 | 0 | 0 | 0 | 0 | 7932.7495
2021-06-21 | 0 | 0 | 0 | 0 | 11.0487 | 111.6235 | 255.4646 | 402.4752 | 538.4162 | 562.7967 | 642.584 | 710.6135 | 719.3039 | 606.1705 | 539.478 | 481.5152 | 341.5003 | 212.7711 | 109.7556 | 39.988 | 0 | 0 | 0 | 0 | 6285.5049
2021-06-22 | 0 | 0 | 0 | 0 | 9.5513 | 91.3562 | 204.5761 | 343.2148 | 505.3846 | 616.9451 | 703.8105 | 768.0257 | 762.2058 | 699.8389 | 674.2786 | 622.2931 | 494.1774 | 331.4453 | 181.7961 | 52.8389 | 0.69225 | 0 | 0 | 0 | 7062.4304
2021-06-23 | 0 | 0 | 0 | 0 | 11.8859 | 114.498 | 237.2736 | 356.805 | 414.7834 | 553.4378 | 621.3493 | 653.3979 | 673.2169 | 656.7797 | 544.1574 | 454.3821 | 338.555 | 236.3849 | 121.6902 | 38.7226 | 0 | 0 | 0 | 0 | 6027.3195
2021-06-24 | 0 | 0 | 0 | 0 | 1.303 | 8.3727 | 87.4278 | 90.6129 | 194.6902 | 317.2849 | 371.099 | 414.8227 | 448.6802 | 384.3903 | 279.9788 | 189.6568 | 213.538 | 83.3106 | 70.4715 | 41.4115 | 0.44534 | 0 | 0 | 0 | 3197.4964
2021-06-25 | 0 | 0 | 0 | 0 | 9.4443 | 114.6278 | 278.4413 | 395.7509 | 470.4654 | 523.5127 | 615.5688 | 711.8718 | 709.7877 | 613.3273 | 628.9387 | 509.1203 | 371.1698 | 225.1423 | 134.0417 | 44.518 | 0 | 0 | 0 | 0 | 6355.7287
2021-06-26 | 0 | 0 | 0 | 0 | 11.018 | 113.8767 | 246.2826 | 382.377 | 519.6196 | 611.1252 | 689.9687 | 734.6401 | 733.9323 | 705.5014 | 648.8757 | 561.8137 | 431.1026 | 305.7474 | 151.4974 | 44.986 | 0 | 0 | 0 | 0 | 6892.3643
2021-06-27 | 0 | 0 | 0 | 0 | 9.3153 | 96.7317 | 215.2525 | 335.5467 | 460.1626 | 565.1955 | 655.2461 | 686.4689 | 691.1877 | 667.0038 | 573.8073 | 465.0387 | 363.95 | 236.1175 | 125.1192 | 41.2778 | 0 | 0 | 0 | 0 | 6187.4213
2021-06-28 | 0 | 0 | 0 | 0 | 11.1572 | 136.6213 | 281.9804 | 471.2518 | 350.8081 | 311.4415 | 665.5095 | 423.7491 | 318.5865 | 637.7079 | 502.1207 | 299.4164 | 180.9546 | 219.6252 | 208.4062 | 57.8408 | 0 | 0 | 0 | 0 | 5077.1773
2021-06-29 | 0 | 0 | 0 | 0 | 5.208 | 114.5177 | 273.2073 | 468.3026 | 535.7422 | 251.3671 | 617.6529 | 565.8246 | 708.0574 | 629.8825 | 423.3952 | 103.5543 | 253.5141 | 64.0067 | 43.1457 | 39.4021 | 0.27465 | 0 | 0 | 0 | 5097.0551
2021-06-30 | 0 | 0 | 0 | 0 | 11.6161 | 122.7677 | 259.4009 | 430.0016 | 598.1878 | 761.2227 | 874.1596 | 484.1106 | 474.5943 | 437.7483 | 387.3514 | 221.9099 | 203.6599 | 138.4695 | 66.0083 | 13.8104 | 0 | 0 | 0 | 0 | 5485.019
2021-07-01 | 0 | 0 | 0 | 0 | 8.5737 | 105.6188 | 245.7792 | 414.3115 | 478.2121 | 619.855 | 690.8731 | 740.4206 | 676.4021 | 678.7222 | 575.5375 | 512.1482 | 405.857 | 266.9038 | 133.9395 | 45.5483 | 0.38082 | 0 | 0 | 0 | 6599.0834
2021-07-02 | 0 | 0 | 0 | 0 | 7.6653 | 84.1954 | 193.0347 | 278.8659 | 328.6101 | 410.2219 | 476.1673 | 520.8387 | 560.9879 | 537.1972 | 459.8087 | 418.2045 | 309.9 | 218.6264 | 121.5447 | 37.6302 | 0 | 0 | 0 | 0 | 4963.4988
2021-07-03 | 0 | 0 | 0 | 0 | 4.6618 | 54.4826 | 108.1551 | 174.9695 | 252.6962 | 362.3771 | 378.6137 | 376.5532 | 386.1009 | 491.9359 | 455.1292 | 415.0587 | 325.3698 | 227.9067 | 144.8753 | 52.8153 | 0.69996 | 0 | 0 | 0 | 4212.4011
2021-07-04 | 0 | 0 | 0 | 0 | 9.4298 | 124.0379 | 298.5945 | 475.6167 | 635.3091 | 721.9386 | 826.6962 | 486.47 | 467.2802 | 457.4493 | 397.1272 | 353.1597 | 276.9981 | 188.8193 | 108.7686 | 37.9027 | 0 | 0 | 0 | 0 | 5865.5977
2021-07-05 | 0 | 0 | 0 | 0 | 4.615 | 72.9528 | 163.491 | 272.2675 | 363.1753 | 481.3973 | 539.5173 | 520.9173 | 537.5118 | 572.6669 | 489.8911 | 440.1077 | 324.8429 | 174.6078 | 85.8391 | 17.7309 | 0 | 0 | 0 | 0 | 5061.5317
2021-07-06 | 0 | 0 | 0 | 0 | 3.9489 | 67.129 | 163.4399 | 258.6655 | 365.2516 | 446.0848 | 498.149 | 564.9202 | 545.2585 | 528.3888 | 440.7369 | 380.8276 | 320.5252 | 232.3227 | 110.9628 | 33.0722 | 0 | 0 | 0 | 0 | 4959.6837
2021-07-07 | 0 | 0 | 0 | 0 | 1.3269 | 13.8721 | 21.8359 | 156.5976 | 159.1969 | 370.5721 | 469.7969 | 491.3461 | 418.3225 | 454.0675 | 406.6828 | 110.0702 | 150.066 | 103.6762 | 90.6287 | 37.6243 | 0.13867 | 0 | 0 | 0 | 3455.8213
2021-07-08 | 0 | 0 | 0 | 0 | 6.5163 | 109.5944 | 260.5766 | 425.9513 | 572.5883 | 696.4964 | 787.0189 | 833.2632 | 844.3917 | 805.8548 | 745.8866 | 643.5277 | 508.6091 | 350.8907 | 187.9895 | 52.3906 | 0 | 0 | 0 | 0 | 7831.5459
2021-07-09 | 0 | 0 | 0 | 0 | 6.3138 | 108.1473 | 262.936 | 431.1813 | 586.9413 | 712.6976 | 801.136 | 852.9642 | 863.2276 | 828.3478 | 761.4586 | 650.8812 | 511.7156 | 350.4778 | 184.0336 | 50.4087 | 0 | 0 | 0 | 0 | 7962.8685
2021-07-10 | 0 | 0 | 0 | 0 | 5.5945 | 97.6518 | 238.9094 | 410.4971 | 541.2082 | 662.7962 | 737.7859 | 781.4743 | 781.5529 | 747.1449 | 670.3463 | 586.5874 | 464.9208 | 325.5586 | 166.3341 | 46.264 | 0 | 0 | 0 | 0 | 7264.6265
2021-07-11 | 0 | 0 | 0 | 0 | 5.9194 | 71.5961 | 291.1073 | 369.9075 | 544.5507 | 436.018 | 447.8151 | 480.1389 | 312.1296 | 448.0117 | 526.3439 | 418.1652 | 390.4737 | 205.9485 | 89.6023 | 11.5273 | 0 | 0 | 0 | 0 | 5049.2553
2021-07-12 | 0 | 0 | 0 | 0 | 4.5521 | 100.3573 | 258.6458 | 430.6701 | 592.6825 | 708.9619 | 815.0565 | 505.2666 | 505.1486 | 481.9871 | 432.2823 | 370.8041 | 283.7067 | 191.0607 | 102.815 | 32.3046 | 0 | 0 | 0 | 0 | 5816.3018
2021-07-13 | 0 | 0 | 0 | 0 | 4.3928 | 96.2362 | 245.4646 | 404.7953 | 546.3596 | 661.4199 | 740.3813 | 792.4455 | 803.7706 | 775.3791 | 711.9111 | 612.4229 | 479.7064 | 323.0261 | 167.3841 | 43.9439 | 0 | 0 | 0 | 0 | 7409.0394
2021-07-14 | 0 | 0 | 0 | 0 | 3.71 | 84.0459 | 205.4924 | 335.0788 | 458.865 | 560.3194 | 634.4047 | 688.2778 | 707.0744 | 668.1835 | 607.5075 | 511.637 | 391.7792 | 255.6219 | 132.7165 | 38.9196 | 0 | 0 | 0 | 0 | 6283.6334
2021-07-15 | 0 | 0 | 0 | 0 | 3.796 | 53.3265 | 42.7249 | 99.4922 | 497.166 | 408.6096 | 707.6642 | 250.1205 | 389.7423 | 436.5686 | 273.3449 | 603.5358 | 111.7886 | 86.716 | 77.1604 | 13.8882 | 0 | 0 | 0 | 0 | 4055.6448
2021-07-16 | 0 | 0 | 0 | 0 | 0.36131 | 6.1927 | 84.5178 | 99.5394 | 216.8018 | 264.5483 | 376.4155 | 461.3423 | 466.1005 | 400.509 | 378.3974 | 303.9346 | 170.6282 | 216.8175 | 140.1683 | 40.0312 | 0 | 0 | 0 | 0 | 3626.306
2021-07-17 | 0 | 0 | 0 | 0 | 0.276 | 20.2504 | 72.3433 | 144.2894 | 289.5658 | 334.3198 | 281.9214 | 347.5128 | 418.991 | 318.4292 | 196.1845 | 134.494 | 91.6039 | 23.1151 | 11.556 | 2.9152 | 0 | 0 | 0 | 0 | 2687.7678
2021-07-18 | 0 | 0 | 0 | 0 | 0.3439 | 79.1659 | 265.7594 | 454.3428 | 479.0772 | 366.2583 | 334.9765 | 440.5402 | 566.8471 | 462.2074 | 313.9936 | 192.2679 | 135.1428 | 144.0259 | 34.7395 | 7.8305 | 0 | 0 | 0 | 0 | 4277.5189
2021-07-19 | 0 | 0 | 0 | 0 | 2.6968 | 86.2009 | 197.9698 | 182.7595 | 265.0241 | 53.1849 | 428.8612 | 66.5745 | 479.2738 | 616.0013 | 516.749 | 467.87 | 59.7008 | 226.5343 | 90.8528 | 17.4022 | 0 | 0 | 0 | 0 | 3757.656
2021-07-20 | 0 | 0 | 0 | 0 | 0.13326 | 59.866 | 181.8275 | 360.2379 | 506.9182 | 582.8124 | 611.1645 | 616.08 | 701.7264 | 663.3074 | 673.3742 | 494.6886 | 402.7111 | 272.0315 | 146.3971 | 38.6474 | 0 | 0 | 0 | 0 | 6311.9235
2021-07-21 | 0 | 0 | 0 | 0 | 1.642 | 77.8446 | 213.8093 | 369.2312 | 504.5981 | 620.2089 | 711.4786 | 756.5432 | 756.032 | 719.4219 | 673.4528 | 578.3295 | 443.7254 | 298.9484 | 152.3035 | 37.0977 | 0 | 0 | 0 | 0 | 6914.6673
2021-07-22 | 0 | 0 | 0 | 0 | 0 | 67.534 | 198.7327 | 395.5149 | 510.6539 | 329.7858 | 272.5899 | 224.1238 | 340.7964 | 448.0117 | 468.8531 | 286.4947 | 141.2576 | 150.6913 | 101.9538 | 15.8324 | 0 | 0 | 0 | 0 | 3952.8261
2021-07-23 | 0 | 0 | 0 | 0 | 0 | 23.8776 | 71.8124 | 178.9569 | 47.5027 | 381.0675 | 548.2078 | 232.2952 | 322.9278 | 301.9999 | 704.1251 | 730.983 | 573.4534 | 379.8524 | 123.8648 | 42.3553 | 0 | 0 | 0 | 0 | 4663.2818
2021-07-24 | 0 | 0 | 0 | 0 | 1.0079 | 75.2847 | 224.2811 | 399.6832 | 612.6588 | 776.9127 | 862.2052 | 399.9192 | 380.2142 | 385.3616 | 303.62 | 216.5619 | 134.9068 | 109.5354 | 45.3674 | 12.5752 | 0 | 0 | 0 | 0 | 4940.0956
2021-07-25 | 0 | 0 | 0 | 0 | 0.6394 | 71.9658 | 218.2174 | 386.6436 | 538.1803 | 662.7569 | 742.5048 | 794.5296 | 798.8552 | 766.7673 | 693.2325 | 581.0428 | 449.8992 | 291.1781 | 137.337 | 27.8339 | 0 | 0 | 0 | 0 | 7161.5838
2021-07-26 | 0 | 0 | 0 | 0 | 0 | 34.4033 | 80.558 | 140.998 | 221.147 | 274.4932 | 310.3561 | 347.3319 | 349.9273 | 342.9513 | 313.2032 | 263.2192 | 196.566 | 136.3775 | 66.8066 | 16.414 | 0 | 0 | 0 | 0 | 3094.7525
2021-07-27 | 0 | 0 | 0 | 0 | 0 | 34.9829 | 103.283 | 185.115 | 200.3489 | 246.4988 | 319.3258 | 334.0406 | 302.6173 | 302.8572 | 275.1656 | 187.5766 | 90.5579 | 31.8201 | 15.4742 | 1.7829 | 0 | 0 | 0 | 0 | 2631.4467
2021-07-28 | 0 | 0 | 0 | 0 | 0.32427 | 60.9552 | 191.9848 | 346.9505 | 502.7499 | 631.1408 | 732.7919 | 778.3284 | 772.1939 | 757.605 | 677.6211 | 579.3519 | 430.7487 | 278.8541 | 132.3705 | 39.0541 | 0 | 0 | 0 | 0 | 6913.0251
2021-07-29 | 0 | 0 | 0 | 0 | 0 | 33.7776 | 76.3543 | 118.9651 | 180.4788 | 250.5413 | 305.6019 | 334.3945 | 428.3107 | 379.9664 | 355.7904 | 217.6944 | 195.0677 | 85.3869 | 34.1583 | 1.6294 | 0 | 0 | 0 | 0 | 2998.1179
2021-07-30 | 0 | 0 | 0 | 0 | 0 | 40.4638 | 129.5156 | 209.0983 | 221.6818 | 350.0256 | 359.8761 | 443.8041 | 372.8646 | 245.2877 | 203.247 | 174.8555 | 101.0022 | 57.019 | 11.1793 | 2.0803 | 0 | 0 | 0 | 0 | 2922.0009
2021-07-31 | 0 | 0 | 0 | 0 | 0 | 61.8361 | 198.1586 | 367.8706 | 544.2754 | 715.8042 | 842.9761 | 493.5875 | 456.8201 | 432.9508 | 316.3136 | 201.9493 | 143.7979 | 65.0685 | 32.4458 | 1.8178 | 0 | 0 | 0 | 0 | 4875.6722
2021-08-01 | 0 | 0 | 0 | 0 | 0 | 20.0549 | 86.0278 | 139.0987 | 220.6122 | 292.4679 | 347.2258 | 315.2834 | 342.3969 | 265.6533 | 243.8248 | 167.2857 | 86.6334 | 35.6809 | 9.8918 | 1.5481 | 0 | 0 | 0 | 0 | 2573.6857
2021-08-02 | 0 | 0 | 0 | 0 | 0 | 4.2355 | 43.2597 | 137.455 | 153.5147 | 72.3118 | 251.1036 | 166.0942 | 345.0591 | 87.3491 | 289.4361 | 322.5582 | 315.6845 | 306.2429 | 109.0202 | 15.6346 | 0 | 0 | 0 | 0 | 2618.9592
2021-08-03 | 0 | 0 | 0 | 0 | 0 | 52.194 | 192.0202 | 357.7369 | 516.2771 | 646.7522 | 737.2747 | 788.2772 | 795.3948 | 765.4696 | 694.9627 | 587.2952 | 443.6861 | 281.6854 | 124.5923 | 9.6279 | 0 | 0 | 0 | 0 | 6993.2466
2021-08-04 | 0 | 0 | 0 | 0 | 0 | 51.6277 | 200.923 | 381.5001 | 551.6682 | 691.1484 | 785.1707 | 835.7013 | 845.5321 | 808.3322 | 729.2528 | 607.9007 | 454.3034 | 283.5651 | 120.0465 | 7.3311 | 0 | 0 | 0 | 0 | 7354.0032
2021-08-05 | 0 | 0 | 0 | 0 | 0 | 44.2113 | 165.7561 | 318.9601 | 466.2184 | 619.5404 | 708.7259 | 736.4096 | 726.6181 | 713.0122 | 619.1472 | 511.0471 | 383.1045 | 231.6503 | 102.1426 | 7.3374 | 0 | 0 | 0 | 0 | 6353.8813
2021-08-06 | 0 | 0 | 0 | 0 | 0 | 40.9671 | 151.0059 | 296.3413 | 425.44 | 551.275 | 637.5506 | 689.2215 | 651.6677 | 609.9062 | 587.6098 | 501.9634 | 367.1116 | 233.0188 | 105.2531 | 6.8183 | 0 | 0 | 0 | 0 | 5855.1502
2021-08-07 | 0 | 0 | 0 | 0 | 0 | 37.9738 | 131.5447 | 324.0092 | 541.2475 | 536.9219 | 528.8213 | 483.4028 | 522.6475 | 444.7085 | 220.7931 | 168.6542 | 30.7505 | 18.5146 | 7.4294 | 0.62807 | 0 | 0 | 0 | 0 | 3998.0473
2021-08-08 | 0 | 0 | 0 | 0 | 0 | 11.5312 | 24.6263 | 25.2334 | 81.0062 | 183.0662 | 332.6997 | 382.8724 | 371.2563 | 341.1306 | 332.0705 | 195.0559 | 144.3799 | 67.0936 | 32.8236 | 0.6245 | 0 | 0 | 0 | 0 | 2525.4706
2021-08-09 | 0 | 0 | 0 | 0 | 0 | 36.13 | 155.7443 | 313.5295 | 453.7922 | 581.5933 | 660.7514 | 705.1868 | 722.7644 | 704.6756 | 652.9653 | 556.1118 | 421.2324 | 252.708 | 100.7151 | 4.5234 | 0 | 0 | 0 | 0 | 6322.4237
2021-08-10 | 0 | 0 | 0 | 0 | 0 | 34.7863 | 161.9417 | 325.1378 | 483.9926 | 609.5523 | 712.2257 | 757.7622 | 766.3741 | 723.4722 | 652.5721 | 551.7469 | 402.9471 | 237.8359 | 90.9905 | 2.8103 | 0 | 0 | 0 | 0 | 6514.1476
2021-08-11 | 0 | 0 | 0 | 0 | 0 | 30.9393 | 128.3438 | 257.6313 | 391.9994 | 496.7727 | 612.9341 | 647.2241 | 624.6525 | 600.272 | 516.3951 | 403.6942 | 282.1337 | 156.4915 | 56.6886 | 0.37993 | 0 | 0 | 0 | 0 | 5206.5522
2021-08-12 | 0 | 0 | 0 | 0 | 0 | 21.0868 | 86.5666 | 189.8888 | 294.2807 | 343.1361 | 444.8265 | 457.8425 | 441.6413 | 408.8456 | 381.4647 | 319.5264 | 216.3338 | 128.9769 | 46.3269 | 0.33642 | 0 | 0 | 0 | 0 | 3781.0801
2021-08-13 | 0 | 0 | 0 | 0 | 0 | 15.9087 | 104.6868 | 266.3414 | 534.13 | 540.815 | 350.7492 | 482.3804 | 496.3008 | 364.2056 | 325.0867 | 470.6227 | 259.916 | 200.8758 | 74.8364 | 0.26049 | 0 | 0 | 0 | 0 | 4487.1159
2021-08-14 | 0 | 0 | 0 | 0 | 0 | 14.9429 | 133.1845 | 271.6816 | 415.8845 | 530.3549 | 594.5701 | 600.7045 | 611.7544 | 572.8635 | 492.3292 | 388.5665 | 276.5065 | 153.0782 | 52.6305 | 0 | 0 | 0 | 0 | 0 | 5109.0517
2021-08-15 | 0 | 0 | 0 | 0 | 0 | 5.4042 | 66.952 | 127.8326 | 189.6883 | 247.3758 | 291.5202 | 288.7243 | 294.8784 | 265.8578 | 240.6003 | 190.0501 | 147.6673 | 84.8206 | 28.585 | 0 | 0 | 0 | 0 | 0 | 2469.9569
2021-08-16 | 0 | 0 | 0 | 0 | 0 | 5.3547 | 63.3107 | 120.0033 | 196.0823 | 229.9909 | 204.7413 | 249.3577 | 147.5965 | 179.6687 | 146.3185 | 127.1719 | 187.7457 | 103.4953 | 62.363 | 0.71026 | 0 | 0 | 0 | 0 | 2023.9107
2021-08-17 | 0 | 0 | 0 | 0 | 0 | 5.0672 | 26.6495 | 31.7883 | 90.8214 | 233.644 | 280.2934 | 308.4529 | 262.3776 | 242.1772 | 213.2312 | 196.7626 | 157.4864 | 107.8759 | 26.6007 | 0.42249 | 0 | 0 | 0 | 0 | 2183.6507
2021-08-18 | 0 | 0 | 0 | 0 | 0 | 10.6566 | 150.0503 | 327.2534 | 495.0818 | 631.4554 | 731.4549 | 787.4121 | 797.5969 | 760.9868 | 679.8626 | 558.6678 | 403.2223 | 228.996 | 68.9222 | 0.14008 | 0 | 0 | 0 | 0 | 6631.7591
2021-08-19 | 0 | 0 | 0 | 0 | 0 | 9.2154 | 124.6867 | 274.0881 | 424.8502 | 545.809 | 633.5396 | 694.4122 | 715.5682 | 691.7776 | 624.8098 | 513.6818 | 368.7121 | 209.7118 | 64.3174 | 0.44526 | 0 | 0 | 0 | 0 | 5895.6251
2021-08-20 | 0 | 0 | 0 | 0 | 0 | 4.2442 | 75.3122 | 168.8469 | 276.2745 | 380.6861 | 436.9225 | 412.4633 | 433.1868 | 381.3428 | 350.8435 | 301.7286 | 195.7874 | 93.0274 | 28.2338 | 0 | 0 | 0 | 0 | 0 | 3538.8999
2021-08-21 | 0 | 0 | 0 | 0 | 0 | 13.3995 | 130.9037 | 287.7098 | 505.6991 | 523.1194 | 696.3784 | 494.7672 | 450.0958 | 457.6853 | 216.1844 | 40.5424 | 28.3243 | 15.3904 | 4.5037 | 0 | 0 | 0 | 0 | 0 | 3864.7035
2021-08-22 | 0 | 0 | 0 | 0 | 0 | 3.8132 | 69.9013 | 177.9345 | 155.3118 | 295.2638 | 387.2531 | 405.8963 | 109.1068 | 197.6985 | 268.5396 | 163.9197 | 59.1306 | 67.9941 | 3.7639 | 0 | 0 | 0 | 0 | 0 | 2365.5271
2021-08-23 | 0 | 0 | 0 | 0 | 0 | 2.8522 | 84.1482 | 201.5129 | 301.7679 | 445.2984 | 616.4339 | 628.2702 | 703.3386 | 685.9577 | 510.2607 | 363.8674 | 246.0938 | 120.8409 | 35.2998 | 0 | 0 | 0 | 0 | 0 | 4945.9425
2021-08-24 | 0 | 0 | 0 | 0 | 0 | 3.9937 | 93.9004 | 297.8867 | 480.0603 | 582.3798 | 646.7916 | 662.7175 | 502.16 | 450.3318 | 442.939 | 316.9821 | 269.9828 | 83.1258 | 11.11 | 0 | 0 | 0 | 0 | 0 | 4844.3614
2021-08-25 | 0 | 0 | 0 | 0 | 0 | 2.075 | 78.3322 | 172.1147 | 300.8163 | 418.0472 | 443.7648 | 396.3014 | 453.281 | 479.0772 | 436.2933 | 395.2003 | 278.0244 | 168.7093 | 46.2601 | 0 | 0 | 0 | 0 | 0 | 4068.2972
2021-08-26 | 0 | 0 | 0 | 0 | 0 | 1.4984 | 35.2755 | 85.4459 | 178.9333 | 207.5923 | 62.8939 | 91.1281 | 259.5621 | 457.9212 | 169.8614 | 303.2032 | 308.3703 | 113.5385 | 23.797 | 0 | 0 | 0 | 0 | 0 | 2299.021
2021-08-27 | 0 | 0 | 0 | 0 | 0 | 1.9604 | 97.4238 | 173.1685 | 289.6012 | 288.1856 | 238.1347 | 409.5534 | 354.1664 | 313.9031 | 333.5412 | 245.4528 | 176.0116 | 130.8919 | 42.835 | 0 | 0 | 0 | 0 | 0 | 3094.8297
2021-08-28 | 0 | 0 | 0 | 0 | 0 | 0.37999 | 22.3353 | 61.7456 | 115.658 | 153.5383 | 153.5619 | 152.1305 | 138.6583 | 116.9007 | 122.2762 | 103.9475 | 60.8726 | 25.0223 | 8.8682 | 0 | 0 | 0 | 0 | 0 | 1235.8954
2021-08-29 | 0 | 0 | 0 | 0 | 0 | 1.2948 | 59.5868 | 120.6324 | 164.3208 | 216.731 | 214.23 | 269.4676 | 266.9549 | 372.7781 | 291.8977 | 178.5165 | 99.3978 | 44.3372 | 2.2683 | 0 | 0 | 0 | 0 | 0 | 2302.4139
2021-08-30 | 0 | 0 | 0 | 0 | 0 | 0.27881 | 54.7461 | 137.4865 | 189.9124 | 284.4617 | 338.0673 | 381.0714 | 424.4963 | 403.8908 | 353.1125 | 265.3112 | 140.6009 | 81.2304 | 9.8556 | 0 | 0 | 0 | 0 | 0 | 3064.5219
2021-08-31 | 0 | 0 | 0 | 0 | 0 | 0 | 12.705 | 97.5378 | 209.1927 | 272.7433 | 262.4091 | 243.5024 | 262.7158 | 395.7509 | 318.0871 | 473.8865 | 342.7036 | 162.3192 | 45.9966 | 0 | 0 | 0 | 0 | 0 | 3099.55
2021-09-01 | 0 | 0 | 0 | 0 | 0 | 0.14324 | 44.1956 | 117.3135 | 170.1092 | 234.3558 | 270.6356 | 314.5991 | 309.2983 | 301.4769 | 261.1861 | 218.0051 | 147.101 | 78.4463 | 7.9347 | 0 | 0 | 0 | 0 | 0 | 2474.8005
2021-09-02 | 0 | 0 | 0 | 0 | 0 | 1.2213 | 76.2088 | 187.9659 | 311.7403 | 391.7281 | 498.1884 | 513.2099 | 544.3147 | 548.2864 | 535.3883 | 459.1795 | 300.1989 | 154.4467 | 21.9024 | 0 | 0 | 0 | 0 | 0 | 4543.9796
2021-09-03 | 0 | 0 | 0 | 0 | 0 | 0 | 28.0364 | 84.0105 | 132.2564 | 155.7601 | 162.9012 | 167.738 | 196.5817 | 169.4289 | 163.7073 | 111.36 | 67.4908 | 30.4171 | 1.3593 | 0 | 0 | 0 | 0 | 0 | 1471.0476
2021-09-04 | 0 | 0 | 0 | 0 | 0 | 0 | 44.0619 | 97.0856 | 207.2423 | 254.0725 | 330.7217 | 371.1855 | 318.1225 | 298.6024 | 234.4934 | 199.1299 | 140.1172 | 56.1342 | 3.7145 | 0 | 0 | 0 | 0 | 0 | 2554.6835
2021-09-05 | 0 | 0 | 0 | 0 | 0 | 0.41211 | 77.8053 | 249.2751 | 353.5175 | 469.2463 | 558.6678 | 597.2834 | 554.3422 | 487.7677 | 386.7458 | 313.2464 | 232.2716 | 112.9958 | 11.3869 | 0 | 0 | 0 | 0 | 0 | 4404.9639
2021-09-06 | 0 | 0 | 0 | 0 | 0 | 0.13551 | 77.1407 | 251.9176 | 344.9057 | 400.1158 | 420.4067 | 507.39 | 491.8966 | 457.41 | 361.4215 | 272.0394 | 160.1879 | 74.1482 | 2.3449 | 0 | 0 | 0 | 0 | 0 | 3821.4606
2021-09-07 | 0 | 0 | 0 | 0 | 0 | 0 | 20.2748 | 52.1586 | 87.5339 | 112.8818 | 139.2364 | 134.9344 | 124.667 | 114.7497 | 90.8646 | 83.1415 | 48.6745 | 19.9271 | 0.89488 | 0 | 0 | 0 | 0 | 0 | 1029.9392
2021-09-08 | 0 | 0 | 0 | 0 | 0 | 0 | 16.8882 | 68.2812 | 96.8536 | 139.547 | 186.2672 | 187.616 | 170.5103 | 134.0063 | 124.262 | 113.275 | 65.851 | 24.5394 | 0.54081 | 0 | 0 | 0 | 0 | 0 | 1328.4379
2021-09-09 | 0 | 0 | 0 | 0 | 0 | 0 | 36.1138 | 104.1402 | 211.9178 | 274.3438 | 295.2363 | 321.5004 | 333.0772 | 280.9697 | 247.2027 | 181.1669 | 108.7332 | 42.9648 | 0.51887 | 0 | 0 | 0 | 0 | 0 | 2437.8857
2021-09-10 | 0 | 0 | 0 | 0 | 0 | 0 | 63.2478 | 231.3515 | 404.6773 | 552.4547 | 651.2744 | 706.3272 | 709.0012 | 668.3408 | 582.8517 | 446.9106 | 282.004 | 109.9915 | 2.7759 | 0 | 0 | 0 | 0 | 0 | 5411.2086
2021-09-11 | 0 | 0 | 0 | 0 | 0 | 0 | 48.993 | 159.4722 | 273.3253 | 400.509 | 479.0379 | 531.456 | 547.2247 | 509.6315 | 432.7935 | 326.6518 | 206.5659 | 80.5383 | 1.5735 | 0 | 0 | 0 | 0 | 0 | 3997.7725
2021-09-12 | 0 | 0 | 0 | 0 | 0 | 0 | 44.5377 | 142.1699 | 214.5053 | 331.1504 | 406.1323 | 445.0624 | 458.7077 | 430.9453 | 321.9212 | 204.5722 | 128.0685 | 51.0143 | 0.2798 | 0 | 0 | 0 | 0 | 0 | 3179.0669
2021-09-13 | 0 | 0 | 0 | 0 | 0 | 0 | 52.6934 | 201.8235 | 355.5938 | 482.6949 | 577.8969 | 622.1358 | 623.5907 | 599.8001 | 527.2484 | 403.2223 | 256.8527 | 93.8375 | 1.3997 | 0 | 0 | 0 | 0 | 0 | 4798.7897
2021-09-14 | 0 | 0 | 0 | 0 | 0 | 0 | 39.756 | 139.6453 | 232.0121 | 294.1588 | 372.0153 | 430.5128 | 399.5652 | 396.9306 | 305.3306 | 224.9732 | 161.2811 | 58.1515 | 0 | 0 | 0 | 0 | 0 | 0 | 3054.3324
2021-09-15 | 0 | 0 | 0 | 0 | 0 | 0 | 49.7913 | 133.967 | 280.9422 | 462.9153 | 654.9315 | 593.5083 | 367.1745 | 254.1708 | 161.3912 | 63.2596 | 17.0935 | 5.8513 | 0 | 0 | 0 | 0 | 0 | 0 | 3044.9966
2021-09-16 | 0 | 0 | 0 | 0 | 0 | 0 | 18.5351 | 15.4415 | 158.3397 | 459.1402 | 644.5108 | 284.7881 | 273.9309 | 356.4982 | 198.8074 | 30.999 | 18.3113 | 6.0861 | 0 | 0 | 0 | 0 | 0 | 0 | 2465.3883
2021-09-17 | 0 | 0 | 0 | 0 | 0 | 0 | 5.3303 | 17.622 | 34.7395 | 42.9058 | 57.7779 | 60.4401 | 56.1853 | 461.303 | 384.4808 | 291.2017 | 170.6676 | 57.2864 | 0 | 0 | 0 | 0 | 0 | 0 | 1639.9402
2021-09-18 | 0 | 0 | 0 | 0 | 0 | 0 | 42.2845 | 175.0207 | 313.0105 | 459.3762 | 556.3477 | 610.9679 | 602.3561 | 541.8374 | 451.7867 | 338.8617 | 193.6521 | 60.3221 | 0 | 0 | 0 | 0 | 0 | 0 | 4345.8235
2021-09-19 | 0 | 0 | 0 | 0 | 0 | 0 | 41.9935 | 186.743 | 344.6304 | 479.7457 | 569.1671 | 614.625 | 616.0013 | 573.4141 | 489.6552 | 363.1046 | 211.1156 | 59.2211 | 0 | 0 | 0 | 0 | 0 | 0 | 4549.4166
2021-09-20 | 0 | 0 | 0 | 0 | 0 | 0 | 41.5255 | 188.4575 | 355.1101 | 490.481 | 586.2728 | 631.0229 | 631.0622 | 589.1041 | 497.4805 | 362.031 | 204.2655 | 55.0174 | 0 | 0 | 0 | 0 | 0 | 0 | 4631.8306
2021-09-21 | 0 | 0 | 0 | 0 | 0 | 0 | 18.968 | 184.474 | 353.0771 | 492.9584 | 593.6263 | 646.9882 | 648.8757 | 601.6876 | 508.0979 | 371.504 | 208.4023 | 52.3473 | 0 | 0 | 0 | 0 | 0 | 0 | 4681.0069
2021-09-22 | 0 | 0 | 0 | 0 | 0 | 0 | 17.2736 | 178.7643 | 349.9587 | 495.6323 | 596.9688 | 646.7916 | 648.6398 | 599.6821 | 506.407 | 370.7844 | 203.9312 | 45.6899 | 0 | 0 | 0 | 0 | 0 | 0 | 4660.5237
2021-09-23 | 0 | 0 | 0 | 0 | 0 | 0 | 16.6295 | 136.0826 | 201.4893 | 231.8509 | 406.6435 | 335.7551 | 486.588 | 356.1601 | 248.5043 | 80.6838 | 15.753 | 25.6676 | 0 | 0 | 0 | 0 | 0 | 0 | 2541.8075
2021-09-24 | 0 | 0 | 0 | 0 | 0 | 0 | 17.5791 | 56.5392 | 86.0239 | 105.2924 | 207.1479 | 272.9242 | 451.7867 | 273.2742 | 169.4643 | 331.5986 | 217.427 | 43.8377 | 0 | 0 | 0 | 0 | 0 | 0 | 2232.8953
2021-09-25 | 0 | 0 | 0 | 0 | 0 | 0 | 13.8367 | 82.2292 | 241.4536 | 426.3838 | 636.1349 | 433.3047 | 580.8462 | 218.013 | 39.4807 | 27.9283 | 14.611 | 3.1367 | 0 | 0 | 0 | 0 | 0 | 0 | 2717.3588
2021-09-26 | 0 | 0 | 0 | 0 | 0 | 0 | 1.9697 | 12.7435 | 54.3135 | 37.7336 | 91.7494 | 583.1663 | 541.9947 | 181.0057 | 152.4097 | 268.4138 | 202.3268 | 60.3811 | 0 | 0 | 0 | 0 | 0 | 0 | 2188.2078
2021-09-27 | 0 | 0 | 0 | 0 | 0 | 0 | 9.5296 | 129.1499 | 285.5234 | 406.0536 | 517.0243 | 550.2919 | 553.5951 | 524.771 | 420.3673 | 289.4754 | 147.4864 | 16.9106 | 0 | 0 | 0 | 0 | 0 | 0 | 3850.1786
2021-09-28 | 0 | 0 | 0 | 0 | 0 | 0 | 9.0023 | 151.867 | 324.7013 | 380.6035 | 421.1931 | 348.5706 | 340.3009 | 393.9813 | 379.2193 | 265.6887 | 108.3006 | 5.7267 | 0 | 0 | 0 | 0 | 0 | 0 | 3129.1554
2021-09-29 | 0 | 0 | 0 | 0 | 0 | 0 | 1.3442 | 32.3396 | 137.3606 | 241.3947 | 343.1283 | 372.845 | 354.0641 | 354.9803 | 282.2714 | 187.1795 | 156.4718 | 11.0322 | 0 | 0 | 0 | 0 | 0 | 0 | 2474.4116
2021-09-30 | 0 | 0 | 0 | 0 | 0 | 0 | 1.1784 | 70.6091 | 189.8771 | 280.1204 | 341.6261 | 273.5927 | 349.947 | 267.9812 | 241.4301 | 151.2811 | 62.4967 | 2.2877 | 0 | 0 | 0 | 0 | 0 | 0 | 2232.4275
2021-10-01 | 0 | 0 | 0 | 0 | 0 | 0 | 1.5295 | 33.5307 | 72.6107 | 84.9386 | 115.7642 | 133.8766 | 134.9108 | 136.755 | 99.5394 | 70.3142 | 37.52 | 1.8086 | 0 | 0 | 0 | 0 | 0 | 0 | 923.0983
2021-10-02 | 0 | 0 | 0 | 0 | 0 | 0 | 2.1891 | 52.1743 | 109.9561 | 181.977 | 211.9847 | 214.8632 | 205.9997 | 197.5726 | 165.874 | 105.5558 | 46.8342 | 1.0329 | 0 | 0 | 0 | 0 | 0 | 0 | 1496.0137
2021-10-03 | 0 | 0 | 0 | 0 | 0 | 0 | 1.4292 | 26.4387 | 18.8866 | 55.1786 | 148.9728 | 133.0272 | 92.5477 | 361.1384 | 338.9757 | 293.3134 | 129.3387 | 7.2996 | 0 | 0 | 0 | 0 | 0 | 0 | 1606.5466
2021-10-04 | 0 | 0 | 0 | 0 | 0 | 0 | 0.55127 | 12.7884 | 19.4037 | 45.2259 | 95.6228 | 137.3292 | 107.6046 | 435.5462 | 321.7599 | 227.4309 | 90.9905 | 3.1291 | 0 | 0 | 0 | 0 | 0 | 0 | 1497.3824
2021-10-05 | 0 | 0 | 0 | 0 | 0 | 0 | 4.4719 | 104.0655 | 229.0196 | 290.081 | 382.0073 | 398.1103 | 463.977 | 421.1931 | 379.1328 | 262.6254 | 109.3545 | 7.3024 | 0 | 0 | 0 | 0 | 0 | 0 | 3051.3406
2021-10-06 | 0 | 0 | 0 | 0 | 0 | 0 | 1.4405 | 48.5919 | 56.9954 | 219.6095 | 166.2162 | 263.3135 | 98.2692 | 185.1582 | 335.8338 | 263.4984 | 120.2943 | 6.7841 | 0 | 0 | 0 | 0 | 0 | 0 | 1766.0049
2021-10-07 | 0 | 0 | 0 | 0 | 0 | 0 | 0.41482 | 8.5694 | 41.4115 | 144.254 | 87.0188 | 67.4043 | 94.4037 | 448.169 | 389.9231 | 235.6967 | 121.2813 | 3.8282 | 0 | 0 | 0 | 0 | 0 | 0 | 1642.3748
2021-10-08 | 0 | 0 | 0 | 0 | 0 | 0 | 0.42666 | 50.4952 | 122.0953 | 182.9129 | 225.4687 | 258.406 | 287.2418 | 253.8405 | 228.9449 | 142.0205 | 61.2423 | 0.88615 | 0 | 0 | 0 | 0 | 0 | 0 | 1813.9808
2021-10-09 | 0 | 0 | 0 | 0 | 0 | 0 | 0.14128 | 58.3638 | 154.0691 | 285.0751 | 334.3316 | 387.2373 | 396.734 | 312.0824 | 263.459 | 211.7133 | 90.7073 | 2.9973 | 0 | 0 | 0 | 0 | 0 | 0 | 2496.9117
2021-10-10 | 0 | 0 | 0 | 0 | 0 | 0 | 0.27592 | 40.102 | 110.196 | 134.0221 | 108.0332 | 105.7328 | 179.826 | 146.4404 | 151.0452 | 111.6824 | 29.1005 | 0 | 0 | 0 | 0 | 0 | 0 | 0 | 1116.4566
2021-10-11 | 0 | 0 | 0 | 0 | 0 | 0 | 0.68187 | 84.219 | 241.8272 | 379.1328 | 473.2573 | 514.2323 | 502.4746 | 446.596 | 337.1315 | 202.724 | 70.4676 | 0 | 0 | 0 | 0 | 0 | 0 | 0 | 3252.7442
2021-10-12 | 0 | 0 | 0 | 0 | 0 | 0 | 0 | 43.1181 | 114.8362 | 166.169 | 196.3536 | 226.2433 | 230.3959 | 208.3315 | 153.0585 | 85.2335 | 31.0423 | 0 | 0 | 0 | 0 | 0 | 0 | 0 | 1454.782
2021-10-13 | 0 | 0 | 0 | 0 | 0 | 0 | 0 | 12.5564 | 37.2408 | 55.3398 | 67.8368 | 82.6067 | 73.6803 | 365.232 | 278.9603 | 164.655 | 57.365 | 0 | 0 | 0 | 0 | 0 | 0 | 0 | 1195.4732
2021-10-14 | 0 | 0 | 0 | 0 | 0 | 0 | 0.10806 | 75.3555 | 220.624 | 355.2556 | 450.3711 | 496.5761 | 492.7617 | 437.8662 | 335.7905 | 202.3504 | 64.4 | 0 | 0 | 0 | 0 | 0 | 0 | 0 | 3131.4593
2021-10-15 | 0 | 0 | 0 | 0 | 0 | 0 | 0 | 70.0035 | 207.2226 | 335.877 | 426.5804 | 471.0945 | 467.9093 | 412.306 | 317.1237 | 190.1405 | 58.9025 | 0 | 0 | 0 | 0 | 0 | 0 | 0 | 2957.1603
2021-10-16 | 0 | 0 | 0 | 0 | 0 | 0 | 0.10692 | 53.6922 | 198.3434 | 297.4974 | 316.1917 | 423.9064 | 425.1648 | 352.0901 | 281.481 | 162.9012 | 48.2656 | 0 | 0 | 0 | 0 | 0 | 0 | 0 | 2559.6406
2021-10-17 | 0 | 0 | 0 | 0 | 0 | 0 | 0 | 51.9816 | 183.3769 | 296.5418 | 383.3522 | 423.8671 | 439.9897 | 374.1309 | 314.4025 | 184.4544 | 50.68 | 0 | 0 | 0 | 0 | 0 | 0 | 0 | 2702.7771
2021-10-18 | 0 | 0 | 0 | 0 | 0 | 0 | 0 | 48.7138 | 162.8776 | 272.0315 | 357.4027 | 391.8814 | 397.4418 | 355.8887 | 270.8676 | 154.077 | 43.2164 | 0 | 0 | 0 | 0 | 0 | 0 | 0 | 2454.3986
2021-10-19 | 0 | 0 | 0 | 0 | 0 | 0 | 0 | 39.8228 | 92.0876 | 150.9272 | 201.3516 | 211.8942 | 218.4573 | 142.8187 | 112.0717 | 69.3626 | 3.1292 | 0 | 0 | 0 | 0 | 0 | 0 | 0 | 1241.923
2021-10-20 | 0 | 0 | 0 | 0 | 0 | 0 | 0 | 18.6358 | 81.3759 | 212.142 | 272.6922 | 263.9702 | 161.1985 | 117.7894 | 65.6544 | 56.8302 | 2.4955 | 0 | 0 | 0 | 0 | 0 | 0 | 0 | 1252.7839
2021-10-21 | 0 | 0 | 0 | 0 | 0 | 0 | 0 | 43.6175 | 177.7222 | 276.9981 | 336.0894 | 434.6811 | 379.9429 | 334.9215 | 234.9967 | 106.8181 | 30.9078 | 0 | 0 | 0 | 0 | 0 | 0 | 0 | 2356.6952
2021-10-22 | 0 | 0 | 0 | 0 | 0 | 0 | 0 | 42.6423 | 167.6515 | 226.6602 | 212.0869 | 217.1596 | 358.9363 | 378.2834 | 246.6797 | 163.0703 | 31.769 | 0 | 0 | 0 | 0 | 0 | 0 | 0 | 2044.9392
2021-10-23 | 0 | 0 | 0 | 0 | 0 | 0 | 0 | 39.3745 | 158.9649 | 263.4118 | 304.4812 | 387.725 | 439.2032 | 339.9627 | 248.9094 | 150.5379 | 17.5441 | 0 | 0 | 0 | 0 | 0 | 0 | 0 | 2350.1149
2021-10-24 | 0 | 0 | 0 | 0 | 0 | 0 | 0 | 10.9598 | 40.9514 | 65.9414 | 85.8037 | 94.911 | 94.2464 | 92.0483 | 74.8639 | 40.7548 | 4.2399 | 0 | 0 | 0 | 0 | 0 | 0 | 0 | 604.7206
2021-10-25 | 0 | 0 | 0 | 0 | 0 | 0 | 0 | 3.8605 | 15.3648 | 34.0383 | 42.776 | 47.1213 | 45.6899 | 42.7721 | 32.1493 | 15.4136 | 1.0569 | 0 | 0 | 0 | 0 | 0 | 0 | 0 | 280.2427
2021-10-26 | 0 | 0 | 0 | 0 | 0 | 0 | 0 | 26.3404 | 128.7999 | 209.2556 | 242.5547 | 325.0395 | 258.0717 | 198.3237 | 125.1428 | 41.6002 | 1.8886 | 0 | 0 | 0 | 0 | 0 | 0 | 0 | 1557.0173
2021-10-27 | 0 | 0 | 0 | 0 | 0 | 0 | 0 | 2.5389 | 58.9379 | 161.8119 | 169.9204 | 238.5712 | 164.5488 | 218.1388 | 141.7098 | 41.4272 | 3.2362 | 0 | 0 | 0 | 0 | 0 | 0 | 0 | 1200.8413
2021-10-28 | 0 | 0 | 0 | 0 | 0 | 0 | 0 | 16.4297 | 135.4692 | 253.2428 | 348.8105 | 396.4194 | 401.2561 | 353.7495 | 253.1288 | 125.131 | 9.6787 | 0 | 0 | 0 | 0 | 0 | 0 | 0 | 2293.3157
2021-10-29 | 0 | 0 | 0 | 0 | 0 | 0 | 0 | 4.3327 | 57.8408 | 87.5497 | 86.9165 | 85.497 | 116.0001 | 118.0607 | 88.1316 | 44.7972 | 2.4536 | 0 | 0 | 0 | 0 | 0 | 0 | 0 | 691.58
2021-10-30 | 0 | 0 | 0 | 0 | 0 | 0 | 0 | 2.3734 | 32.4784 | 52.4142 | 75.8431 | 85.5402 | 87.7699 | 71.6197 | 52.6265 | 21.957 | 1.0392 | 0 | 0 | 0 | 0 | 0 | 0 | 0 | 483.6617
2021-10-31 | 0 | 0 | 0 | 0 | 0 | 0 | 0 | 5.1832 | 78.5053 | 145.4023 | 199.2596 | 226.0625 | 179.071 | 148.7566 | 121.0532 | 49.866 | 0.86539 | 0 | 0 | 0 | 0 | 0 | 0 | 0 | 1154.025
2021-11-01 | 0 | 0 | 0 | 0 | 0 | 0 | 0 | 7.2839 | 106.1103 | 184.183 | 284.2847 | 324.8979 | 230.5493 | 203.4554 | 105.1469 | 42.2176 | 0.70967 | 0 | 0 | 0 | 0 | 0 | 0 | 0 | 1488.8387
2021-11-02 | 0 | 0 | 0 | 0 | 0 | 0 | 0 | 9.3134 | 95.4379 | 167.1127 | 208.5871 | 216.9788 | 221.0645 | 160.6283 | 121.0493 | 57.5341 | 0.66527 | 0 | 0 | 0 | 0 | 0 | 0 | 0 | 1258.3713
2021-11-03 | 0 | 0 | 0 | 0 | 0 | 0 | 0 | 11.0727 | 132.9957 | 271.5518 | 359.4632 | 370.2418 | 331.3745 | 263.9545 | 168.5834 | 72.3 | 2.0002 | 0 | 0 | 0 | 0 | 0 | 0 | 0 | 1983.5378
2021-11-04 | 0 | 0 | 0 | 0 | 0 | 0 | 0 | 8.6417 | 105.4811 | 252.1103 | 326.3765 | 300.4663 | 341.2958 | 303.6987 | 178.0918 | 71.195 | 0.70468 | 0 | 0 | 0 | 0 | 0 | 0 | 0 | 1888.062
2021-11-05 | 0 | 0 | 0 | 0 | 0 | 0 | 0 | 1.705 | 46.8892 | 90.377 | 70.5226 | 106.7788 | 70.1412 | 293.3763 | 179.8456 | 78.6665 | 0.38224 | 0 | 0 | 0 | 0 | 0 | 0 | 0 | 938.6845
2021-11-06 | 0 | 0 | 0 | 0 | 0 | 0 | 0 | 0.99241 | 25.2696 | 67.77 | 62.4141 | 66.1734 | 74.7263 | 302.3381 | 197.0536 | 79.913 | 0.41207 | 0 | 0 | 0 | 0 | 0 | 0 | 0 | 877.0626
2021-11-07 | 0 | 0 | 0 | 0 | 0 | 0 | 0 | 3.19 | 92.1938 | 206.7271 | 282.3107 | 328.437 | 346.1051 | 308.7989 | 206.4833 | 85.7211 | 1.5066 | 0 | 0 | 0 | 0 | 0 | 0 | 0 | 1861.4735
2021-11-08 | 0 | 0 | 0 | 0 | 0 | 0 | 0 | 0.46079 | 27.1874 | 59.2407 | 78.9496 | 100.3888 | 97.5968 | 75.1942 | 54.2781 | 29.1878 | 0.13775 | 0 | 0 | 0 | 0 | 0 | 0 | 0 | 522.622
2021-11-09 | 0 | 0 | 0 | 0 | 0 | 0 | 0 | 0.40971 | 11.0574 | 26.1619 | 35.6483 | 40.6683 | 38.0136 | 30.6848 | 21.3974 | 8.0837 | 0 | 0 | 0 | 0 | 0 | 0 | 0 | 0 | 212.125
2021-11-10 | 0 | 0 | 0 | 0 | 0 | 0 | 0 | 0.39191 | 18.6153 | 42.7839 | 60.3339 | 68.584 | 68.4306 | 55.2258 | 33.6998 | 10.4404 | 0 | 0 | 0 | 0 | 0 | 0 | 0 | 0 | 358.5055
2021-11-11 | 0 | 0 | 0 | 0 | 0 | 0 | 0 | 1.6467 | 75.2414 | 195.6694 | 287.5682 | 333.6867 | 331.8503 | 274.7409 | 173.5736 | 63.4759 | 0 | 0 | 0 | 0 | 0 | 0 | 0 | 0 | 1737.4531
2021-11-12 | 0 | 0 | 0 | 0 | 0 | 0 | 0 | 0.17321 | 6.1793 | 18.9861 | 47.1252 | 62.536 | 47.7268 | 251.4772 | 180.3215 | 70.8687 | 0.70444 | 0 | 0 | 0 | 0 | 0 | 0 | 0 | 686.0984
2021-11-13 | 0 | 0 | 0 | 0 | 0 | 0 | 0 | 0.10639 | 16.1238 | 15.0923 | 137.3095 | 152.0794 | 214.8671 | 181.1079 | 134.1794 | 36.6899 | 0 | 0 | 0 | 0 | 0 | 0 | 0 | 0 | 887.5557
2021-11-14 | 0 | 0 | 0 | 0 | 0 | 0 | 0 | 0.61046 | 68.8081 | 181.4894 | 274.7134 | 330.7178 | 329.0741 | 273.7893 | 181.0136 | 63 | 0 | 0 | 0 | 0 | 0 | 0 | 0 | 0 | 1703.2161
2021-11-15 | 0 | 0 | 0 | 0 | 0 | 0 | 0 | 0.72182 | 69.221 | 200.6438 | 243.7305 | 272.5703 | 171.2771 | 209.7944 | 177.2267 | 58.4149 | 0 | 0 | 0 | 0 | 0 | 0 | 0 | 0 | 1403.6005
2021-11-16 | 0 | 0 | 0 | 0 | 0 | 0 | 0 | 0 | 6.4777 | 16.0526 | 22.8044 | 26.8201 | 28.4234 | 235.7242 | 153.208 | 52.4968 | 0 | 0 | 0 | 0 | 0 | 0 | 0 | 0 | 542.0072
2021-11-17 | 0 | 0 | 0 | 0 | 0 | 0 | 0 | 0 | 54.2545 | 141.8514 | 206.6603 | 241.9255 | 241.8272 | 209.3775 | 138.1707 | 46.1736 | 0 | 0 | 0 | 0 | 0 | 0 | 0 | 0 | 1280.2407
2021-11-18 | 0 | 0 | 0 | 0 | 0 | 0 | 0 | 0.34625 | 48.4229 | 115.312 | 124.7811 | 130.656 | 104.2542 | 34.2157 | 53.645 | 19.1863 | 0 | 0 | 0 | 0 | 0 | 0 | 0 | 0 | 630.8194
2021-11-19 | 0 | 0 | 0 | 0 | 0 | 0 | 0 | 0 | 41.612 | 166.224 | 216.3889 | 263.5573 | 233.4513 | 62.6147 | 32.5303 | 31.0222 | 0 | 0 | 0 | 0 | 0 | 0 | 0 | 0 | 1047.4008
2021-11-20 | 0 | 0 | 0 | 0 | 0 | 0 | 0 | 0 | 11.3641 | 39.0194 | 115.8035 | 127.2113 | 143.1372 | 158.0919 | 116.9832 | 42.776 | 0 | 0 | 0 | 0 | 0 | 0 | 0 | 0 | 754.3867
2021-11-21 | 0 | 0 | 0 | 0 | 0 | 0 | 0 | 0 | 21.3235 | 48.3639 | 87.3766 | 101.5173 | 138.4735 | 105.2963 | 50.9907 | 2.8944 | 0 | 0 | 0 | 0 | 0 | 0 | 0 | 0 | 556.2362
2021-11-22 | 0 | 0 | 0 | 0 | 0 | 0 | 0 | 0 | 38.1465 | 124.2974 | 188.1508 | 230.5453 | 239.6998 | 198.886 | 129.9246 | 37.5885 | 0 | 0 | 0 | 0 | 0 | 0 | 0 | 0 | 1187.2388
2021-11-23 | 0 | 0 | 0 | 0 | 0 | 0 | 0 | 0 | 17.1006 | 43.3344 | 71.7338 | 72.0838 | 72.4298 | 49.461 | 34.6707 | 10.8839 | 0 | 0 | 0 | 0 | 0 | 0 | 0 | 0 | 371.6979
2021-11-24 | 0 | 0 | 0 | 0 | 0 | 0 | 0 | 0 | 35.839 | 104.2739 | 162.5905 | 197.148 | 144.0181 | 65.9847 | 11.5686 | 3.5172 | 0 | 0 | 0 | 0 | 0 | 0 | 0 | 0 | 724.9399
2021-11-25 | 0 | 0 | 0 | 0 | 0 | 0 | 0 | 0 | 21.6306 | 54.8011 | 69.6221 | 64.573 | 21.8969 | 210.0028 | 124.4075 | 32.1705 | 0 | 0 | 0 | 0 | 0 | 0 | 0 | 0 | 599.1044
2021-11-26 | 0 | 0 | 0 | 0 | 0 | 0 | 0 | 0 | 32.4937 | 112.7166 | 156.2005 | 173.0348 | 163.8174 | 160.7502 | 128.6859 | 64.5769 | 0 | 0 | 0 | 0 | 0 | 0 | 0 | 0 | 992.2761
2021-11-27 | 0 | 0 | 0 | 0 | 0 | 0 | 0 | 0 | 2.9336 | 37.6278 | 85.3672 | 131.2104 | 136.8022 | 225.7715 | 148.3122 | 56.3937 | 0 | 0 | 0 | 0 | 0 | 0 | 0 | 0 | 824.4187
2021-11-28 | 0 | 0 | 0 | 0 | 0 | 0 | 0 | 0 | 24.7171 | 64.3213 | 118.1433 | 117.7776 | 132.9997 | 92.5162 | 29.8799 | 3.1463 | 0 | 0 | 0 | 0 | 0 | 0 | 0 | 0 | 583.5014
2021-11-29 | 0 | 0 | 0 | 0 | 0 | 0 | 0 | 0 | 11.4537 | 57.0425 | 111.0218 | 161.1316 | 163.5972 | 105.0643 | 67.015 | 2.442 | 0 | 0 | 0 | 0 | 0 | 0 | 0 | 0 | 678.7682
2021-11-30 | 0 | 0 | 0 | 0 | 0 | 0 | 0 | 0 | 10.1973 | 24.692 | 47.428 | 58.4385 | 58.6273 | 45.4775 | 27.0022 | 8.6991 | 0 | 0 | 0 | 0 | 0 | 0 | 0 | 0 | 280.562
2021-12-01 | 0 | 0 | 0 | 0 | 0 | 0 | 0 | 0 | 28.6157 | 73.1298 | 109.618 | 134.3681 | 158.8273 | 137.2702 | 107.5535 | 50.7901 | 0 | 0 | 0 | 0 | 0 | 0 | 0 | 0 | 800.1726
2021-12-02 | 0 | 0 | 0 | 0 | 0 | 0 | 0 | 0 | 3.2827 | 8.4109 | 47.8133 | 37.8142 | 34.2546 | 191.1236 | 120.137 | 50.8491 | 0 | 0 | 0 | 0 | 0 | 0 | 0 | 0 | 493.6854
2021-12-03 | 0 | 0 | 0 | 0 | 0 | 0 | 0 | 0 | 39.3824 | 110.1016 | 32.3073 | 104.9935 | 27.0671 | 204.8396 | 118.0607 | 1.8602 | 0 | 0 | 0 | 0 | 0 | 0 | 0 | 0 | 638.6125
2021-12-04 | 0 | 0 | 0 | 0 | 0 | 0 | 0 | 0 | 1.988 | 7.6673 | 19.423 | 25.3357 | 42.2727 | 176.2829 | 97.6794 | 38.5487 | 0 | 0 | 0 | 0 | 0 | 0 | 0 | 0 | 409.1977
2021-12-05 | 0 | 0 | 0 | 0 | 0 | 0 | 0 | 0 | 6.2135 | 49.6104 | 137.5808 | 157.451 | 182.8971 | 150.2469 | 104.561 | 42.4929 | 0 | 0 | 0 | 0 | 0 | 0 | 0 | 0 | 831.0536
2021-12-06 | 0 | 0 | 0 | 0 | 0 | 0 | 0 | 0 | 1.7564 | 24.4737 | 42.3828 | 37.4929 | 21.2763 | 192.378 | 109.5432 | 12.6806 | 0 | 0 | 0 | 0 | 0 | 0 | 0 | 0 | 441.984
2021-12-07 | 0 | 0 | 0 | 0 | 0 | 0 | 0 | 0 | 9.4911 | 34.5244 | 100.3062 | 111.6038 | 58.6548 | 127.9584 | 111.942 | 21.4926 | 0 | 0 | 0 | 0 | 0 | 0 | 0 | 0 | 575.9732
2021-12-08 | 0 | 0 | 0 | 0 | 0 | 0 | 0 | 0 | 8.6716 | 90.4871 | 179.2991 | 241.8665 | 217.6315 | 160.9901 | 101.6668 | 10.8305 | 0 | 0 | 0 | 0 | 0 | 0 | 0 | 0 | 1011.4431
2021-12-09 | 0 | 0 | 0 | 0 | 0 | 0 | 0 | 0 | 1.3009 | 21.3821 | 35.7926 | 47.8881 | 47.4437 | 40.3734 | 22.9448 | 2.323 | 0 | 0 | 0 | 0 | 0 | 0 | 0 | 0 | 219.4485
2021-12-10 | 0 | 0 | 0 | 0 | 0 | 0 | 0 | 0 | 7.7514 | 92.9212 | 176.3065 | 201.1825 | 198.8782 | 170.7501 | 101.7179 | 13.7994 | 0 | 0 | 0 | 0 | 0 | 0 | 0 | 0 | 963.3073
2021-12-11 | 0 | 0 | 0 | 0 | 0 | 0 | 0 | 0 | 5.5501 | 79.335 | 143.0311 | 188.2412 | 195.1857 | 165.8583 | 98.226 | 14.2013 | 0 | 0 | 0 | 0 | 0 | 0 | 0 | 0 | 889.6286
2021-12-12 | 0 | 0 | 0 | 0 | 0 | 0 | 0 | 0 | 5.7739 | 68.9457 | 96.6334 | 133.3929 | 162.8383 | 161.2221 | 98.9534 | 15.1112 | 0 | 0 | 0 | 0 | 0 | 0 | 0 | 0 | 742.8709
2021-12-13 | 0 | 0 | 0 | 0 | 0 | 0 | 0 | 0 | 0.17337 | 10.285 | 21.6664 | 26.6727 | 28.2865 | 21.598 | 15.0919 | 1.2872 | 0 | 0 | 0 | 0 | 0 | 0 | 0 | 0 | 125.0611
2021-12-14 | 0 | 0 | 0 | 0 | 0 | 0 | 0 | 0 | 3.2078 | 53.1259 | 80.9748 | 182.0163 | 125.2726 | 134.2462 | 107.6557 | 40.2947 | 0 | 0 | 0 | 0 | 0 | 0 | 0 | 0 | 726.794
2021-12-15 | 0 | 0 | 0 | 0 | 0 | 0 | 0 | 0 | 1.7162 | 45.6584 | 116.24 | 149.4093 | 129.1696 | 19.3314 | 41.4154 | 12.508 | 0 | 0 | 0 | 0 | 0 | 0 | 0 | 0 | 515.4484
2021-12-16 | 0 | 0 | 0 | 0 | 0 | 0 | 0 | 0 | 0.91832 | 55.1511 | 66.0122 | 95.0211 | 83.8847 | 92.1702 | 62.3512 | 8.9685 | 0 | 0 | 0 | 0 | 0 | 0 | 0 | 0 | 464.4773
2021-12-17 | 0 | 0 | 0 | 0 | 0 | 0 | 0 | 0 | 4.836 | 73.7157 | 156.6252 | 185.17 | 175.2802 | 78.0019 | 50.1216 | 1.7056 | 0 | 0 | 0 | 0 | 0 | 0 | 0 | 0 | 725.4562
2021-12-18 | 0 | 0 | 0 | 0 | 0 | 0 | 0 | 0 | 0.42788 | 17.3597 | 34.3639 | 43.5389 | 43.5939 | 32.8378 | 19.0797 | 2.3485 | 0 | 0 | 0 | 0 | 0 | 0 | 0 | 0 | 193.5504
2021-12-19 | 0 | 0 | 0 | 0 | 0 | 0 | 0 | 0 | 2.7716 | 62.2293 | 155.3472 | 174.7021 | 165.2881 | 134.6748 | 74.6948 | 4.0987 | 0 | 0 | 0 | 0 | 0 | 0 | 0 | 0 | 773.8067
2021-12-20 | 0 | 0 | 0 | 0 | 0 | 0 | 0 | 0 | 4.9599 | 75.4144 | 158.729 | 202.0909 | 181.4186 | 129.3976 | 87.0463 | 6.1604 | 0 | 0 | 0 | 0 | 0 | 0 | 0 | 0 | 845.2171
2021-12-21 | 0 | 0 | 0 | 0 | 0 | 0 | 0 | 0 | 5.2013 | 71.9265 | 104.9817 | 157.3566 | 219.582 | 180.0855 | 99.4253 | 28.5645 | 0 | 0 | 0 | 0 | 0 | 0 | 0 | 0 | 867.1234
2021-12-22 | 0 | 0 | 0 | 0 | 0 | 0 | 0 | 0 | 2.9989 | 65.733 | 134.5844 | 174.8201 | 181.2849 | 145.6461 | 95.5716 | 42.4221 | 0 | 0 | 0 | 0 | 0 | 0 | 0 | 0 | 843.0611
2021-12-23 | 0 | 0 | 0 | 0 | 0 | 0 | 0 | 0 | 2.6568 | 72.7365 | 163.0034 | 206.2435 | 208.0405 | 171.5641 | 108.5641 | 41.7221 | 0 | 0 | 0 | 0 | 0 | 0 | 0 | 0 | 974.5312
2021-12-24 | 0 | 0 | 0 | 0 | 0 | 0 | 0 | 0 | 1.8971 | 48.4071 | 133.1019 | 139.7318 | 100.1017 | 104.1717 | 106.6372 | 47.6914 | 0 | 0 | 0 | 0 | 0 | 0 | 0 | 0 | 681.74
2021-12-25 | 0 | 0 | 0 | 0 | 0 | 0 | 0 | 0 | 0.428 | 25.5189 | 12.0833 | 16.9834 | 19.202 | 150.821 | 89.2406 | 42.1311 | 0 | 0 | 0 | 0 | 0 | 0 | 0 | 0 | 356.4083
2021-12-26 | 0 | 0 | 0 | 0 | 0 | 0 | 0 | 0 | 1.5528 | 44.7697 | 82.1112 | 112.929 | 109.791 | 75.3279 | 46.0988 | 1.609 | 0 | 0 | 0 | 0 | 0 | 0 | 0 | 0 | 474.1895
2021-12-27 | 0 | 0 | 0 | 0 | 0 | 0 | 0 | 0 | 0.13322 | 20.1226 | 112.6065 | 146.8297 | 95.0919 | 72.5202 | 88.171 | 34.9915 | 0 | 0 | 0 | 0 | 0 | 0 | 0 | 0 | 570.4667
2021-12-28 | 0 | 0 | 0 | 0 | 0 | 0 | 0 | 0 | 0.32242 | 39.811 | 81.4545 | 135.249 | 141.9418 | 115.2491 | 71.9579 | 28.0164 | 0 | 0 | 0 | 0 | 0 | 0 | 0 | 0 | 614.0021
2021-12-29 | 0 | 0 | 0 | 0 | 0 | 0 | 0 | 0 | 0.10042 | 40.4599 | 101.7375 | 111.3128 | 114.2738 | 80.1804 | 43.4681 | 14.4278 | 0 | 0 | 0 | 0 | 0 | 0 | 0 | 0 | 505.9608
2021-12-30 | 0 | 0 | 0 | 0 | 0 | 0 | 0 | 0 | 0.3952 | 21.6932 | 42.4182 | 59.402 | 62.8428 | 51.0851 | 35.4638 | 12.6224 | 0 | 0 | 0 | 0 | 0 | 0 | 0 | 0 | 285.9225
2021-12-31 | 0 | 0 | 0 | 0 | 0 | 0 | 0 | 0 | 0.81411 | 42.3828 | 55.5247 | 67.3453 | 88.7923 | 65.8117 | 37.861 | 9.2968 | 0 | 0 | 0 | 0 | 0 | 0 | 0 | 0 | 367.8286

## Wind 1MW
DATE AND TIME | 0:00 | 1:00 | 2:00 | 3:00 | 4:00 | 5:00 | 6:00 | 7:00 | 8:00 | 9:00 | 10:00 | 11:00 | 12:00 | 13:00 | 14:00 | 15:00 | 16:00 | 17:00 | 18:00 | 19:00 | 20:00 | 21:00 | 22:00 | 23:00 | Total
2021-01-01 | 993.76 | 994.88 | 994.88 | 975.52 | 966.4 | 939.28 | 926.4 | 892.32 | 876.48 | 876.48 | 804.16 | 728.96 | 728.96 | 720.96 | 728.96 | 804.16 | 791.68 | 728.96 | 708.48 | 633.28 | 602.72 | 560 | 620.8 | 633.28 | 19231.76
2021-01-02 | 708.48 | 728.96 | 728.96 | 728.96 | 720.96 | 708.48 | 708.48 | 690.4 | 620.8 | 581.92 | 536.32 | 560 | 620.8 | 669.6 | 690.4 | 720.96 | 728.96 | 728.96 | 728.96 | 791.68 | 791.68 | 812.16 | 876.48 | 884.48 | 17067.84 | Total kWhs | 4388630.64
2021-01-03 | 889.36 | 892.32 | 892.32 | 926.4 | 884.48 | 876.48 | 804.16 | 804.16 | 728.96 | 620.8 | 475.52 | 330.08 | 240.56 | 201.68 | 178.64 | 201.68 | 226.88 | 226.88 | 240.56 | 240.56 | 226.88 | 190.16 | 146 | 107.6 | 11553.12 | Total GWhs | 4.3886
2021-01-04 | 61.84 | 30.48 | 15.12 | 0 | 0 | 0 | 0 | 15.12 | 25.36 | 25.36 | 20.24 | 20.24 | 30.48 | 48.72 | 76.24 | 117.2 | 146 | 178.64 | 190.16 | 190.16 | 201.68 | 190.16 | 190.16 | 201.68 | 1975.04
2021-01-05 | 226.88 | 254.24 | 254.24 | 240.56 | 226.88 | 201.68 | 190.16 | 190.16 | 201.68 | 201.68 | 190.16 | 201.68 | 201.68 | 201.68 | 178.64 | 136.4 | 107.6 | 84.08 | 61.84 | 42.16 | 25.36 | 10 | 0 | 0 | 3629.44
2021-01-06 | 15.12 | 25.36 | 35.6 | 48.72 | 48.72 | 55.28 | 68.4 | 99.76 | 136.4 | 190.16 | 226.88 | 240.56 | 281.6 | 362.4 | 454.4 | 560 | 620.8 | 669.6 | 728.96 | 812.16 | 876.48 | 876.48 | 791.68 | 690.4 | 8915.92 | Max daily | 24288 | kWh
2021-01-07 | 804.16 | 876.48 | 889.36 | 817.04 | 708.48 | 536.32 | 423.84 | 380.8 | 362.4 | 380.8 | 401.92 | 475.52 | 602.72 | 728.96 | 876.48 | 892.32 | 889.36 | 812.16 | 728.96 | 728.96 | 817.04 | 926.4 | 939.28 | 884.48 | 16884.24 | Min daily | 0
2021-01-08 | 817.04 | 884.48 | 934.4 | 892.32 | 889.36 | 876.48 | 804.16 | 804.16 | 804.16 | 791.68 | 720.96 | 602.72 | 497.44 | 454.4 | 454.4 | 401.92 | 254.24 | 155.6 | 136.4 | 146 | 201.68 | 297.76 | 362.4 | 444.64 | 13628.8
2021-01-09 | 536.32 | 690.4 | 812.16 | 971.28 | 975.36 | 1006.88 | 1012 | 1012 | 1012 | 1012 | 1012 | 1012 | 1012 | 1012 | 1012 | 1011.36 | 995.04 | 975.36 | 975.52 | 974.24 | 884.48 | 728.96 | 620.8 | 560 | 21826.16
2021-01-10 | 560 | 620.8 | 708.48 | 728.96 | 791.68 | 728.96 | 728.96 | 690.4 | 633.28 | 620.8 | 536.32 | 444.64 | 313.92 | 213.2 | 190.16 | 240.56 | 401.92 | 620.8 | 804.16 | 884.48 | 934.4 | 966.4 | 971.28 | 975.52 | 15310.08
2021-01-11 | 1005.6 | 1012 | 1011.36 | 990.8 | 812.16 | 518.24 | 297.76 | 240.56 | 313.92 | 444.64 | 454.4 | 444.64 | 380.8 | 444.64 | 560 | 720.96 | 812.16 | 884.48 | 892.32 | 939.28 | 975.36 | 975.52 | 990.8 | 993.76 | 17116.16
2021-01-12 | 995.04 | 1006.88 | 1006.88 | 1005.6 | 993.76 | 971.28 | 892.32 | 804.16 | 708.48 | 669.6 | 669.6 | 669.6 | 690.4 | 728.96 | 791.68 | 804.16 | 804.16 | 720.96 | 620.8 | 497.44 | 401.92 | 330.08 | 267.92 | 240.56 | 17292.24
2021-01-13 | 201.68 | 167.12 | 136.4 | 117.2 | 91.92 | 76.24 | 61.84 | 61.84 | 61.84 | 42.16 | 0 | 0 | 15.12 | 35.6 | 76.24 | 126.8 | 201.68 | 281.6 | 362.4 | 444.64 | 536.32 | 620.8 | 708.48 | 690.4 | 5118.32
2021-01-14 | 633.28 | 633.28 | 690.4 | 720.96 | 728.96 | 728.96 | 791.68 | 804.16 | 876.48 | 884.48 | 889.36 | 892.32 | 939.28 | 934.4 | 942.24 | 942.24 | 889.36 | 804.16 | 728.96 | 690.4 | 602.72 | 536.32 | 475.52 | 454.4 | 18214.32
2021-01-15 | 497.44 | 560 | 602.72 | 669.6 | 669.6 | 536.32 | 423.84 | 346.24 | 380.8 | 346.24 | 267.92 | 167.12 | 146 | 126.8 | 126.8 | 178.64 | 313.92 | 518.24 | 728.96 | 889.36 | 975.36 | 1005.6 | 1011.36 | 1012 | 12500.88
2021-01-16 | 1012 | 1012 | 1012 | 1012 | 1012 | 1012 | 1012 | 1012 | 971.28 | 876.48 | 817.04 | 884.48 | 995.04 | 1012 | 1012 | 1012 | 1012 | 1012 | 1012 | 1012 | 1012 | 1012 | 1012 | 1012 | 23772.32
2021-01-17 | 1012 | 1012 | 1012 | 1012 | 1012 | 1012 | 1012 | 1011.36 | 995.04 | 934.4 | 884.48 | 876.48 | 804.16 | 804.16 | 728.96 | 812.16 | 926.4 | 975.52 | 995.04 | 990.8 | 975.52 | 994.88 | 1005.6 | 1006.72 | 22805.68
2021-01-18 | 1006.88 | 1011.36 | 1011.36 | 1011.2 | 995.04 | 1006.88 | 995.04 | 975.36 | 971.28 | 971.28 | 971.28 | 975.36 | 974.24 | 975.36 | 975.52 | 975.36 | 971.28 | 942.24 | 934.4 | 926.4 | 884.48 | 812.16 | 728.96 | 708.48 | 22711.2
2021-01-19 | 669.6 | 581.92 | 536.32 | 536.32 | 560 | 536.32 | 536.32 | 560 | 536.32 | 518.24 | 423.84 | 313.92 | 240.56 | 201.68 | 155.6 | 99.76 | 55.28 | 20.24 | 0 | 0 | 0 | 0 | 0 | 0 | 7082.24
2021-01-20 | 0 | 0 | 30.48 | 48.72 | 61.84 | 76.24 | 126.8 | 178.64 | 226.88 | 226.88 | 201.68 | 167.12 | 136.4 | 136.4 | 167.12 | 178.64 | 178.64 | 146 | 146 | 281.6 | 536.32 | 804.16 | 934.4 | 990.8 | 5981.76
2021-01-21 | 994.88 | 1005.6 | 1006.88 | 1011.36 | 1012 | 1012 | 1012 | 1012 | 1012 | 1012 | 1012 | 1012 | 1012 | 1012 | 1012 | 1012 | 1012 | 1012 | 1012 | 1012 | 1012 | 1012 | 1012 | 1012 | 24258.72
2021-01-22 | 1012 | 1012 | 1012 | 1012 | 1012 | 1012 | 1012 | 1012 | 1012 | 1012 | 1011.2 | 1006.72 | 995.04 | 994.88 | 975.36 | 934.4 | 889.36 | 884.48 | 884.48 | 804.16 | 728.96 | 669.6 | 560 | 536.32 | 21994.96
2021-01-23 | 518.24 | 475.52 | 423.84 | 423.84 | 454.4 | 497.44 | 536.32 | 560 | 602.72 | 620.8 | 602.72 | 560 | 518.24 | 475.52 | 497.44 | 536.32 | 581.92 | 602.72 | 602.72 | 581.92 | 560 | 518.24 | 475.52 | 444.64 | 12671.04
2021-01-24 | 401.92 | 362.4 | 330.08 | 313.92 | 297.76 | 281.6 | 297.76 | 330.08 | 330.08 | 346.24 | 346.24 | 362.4 | 423.84 | 518.24 | 669.6 | 804.16 | 934.4 | 975.36 | 993.76 | 1005.6 | 1011.2 | 1006.72 | 1006.88 | 995.04 | 14345.28
2021-01-25 | 1006.88 | 1006.88 | 1011.2 | 1006.72 | 993.76 | 926.4 | 728.96 | 581.92 | 362.4 | 201.68 | 117.2 | 76.24 | 68.4 | 84.08 | 126.8 | 178.64 | 201.68 | 213.2 | 201.68 | 226.88 | 281.6 | 297.76 | 240.56 | 146 | 10287.52
2021-01-26 | 68.4 | 20.24 | 0 | 0 | 0 | 0 | 0 | 15.12 | 48.72 | 91.92 | 136.4 | 178.64 | 201.68 | 226.88 | 254.24 | 281.6 | 297.76 | 330.08 | 380.8 | 423.84 | 346.24 | 240.56 | 178.64 | 136.4 | 3858.16
2021-01-27 | 117.2 | 99.76 | 99.76 | 136.4 | 240.56 | 362.4 | 444.64 | 497.44 | 560 | 536.32 | 444.64 | 380.8 | 346.24 | 330.08 | 313.92 | 267.92 | 240.56 | 226.88 | 201.68 | 167.12 | 146 | 155.6 | 201.68 | 254.24 | 6771.84
2021-01-28 | 330.08 | 444.64 | 518.24 | 518.24 | 454.4 | 444.64 | 444.64 | 423.84 | 423.84 | 423.84 | 444.64 | 475.52 | 475.52 | 497.44 | 560 | 633.28 | 728.96 | 812.16 | 876.48 | 926.4 | 966.4 | 975.36 | 975.36 | 974.24 | 14748.16
2021-01-29 | 971.28 | 966.4 | 966.4 | 966.4 | 993.76 | 995.04 | 993.76 | 993.76 | 990.8 | 975.36 | 975.52 | 942.24 | 889.36 | 804.16 | 728.96 | 728.96 | 728.96 | 720.96 | 690.4 | 669.6 | 690.4 | 633.28 | 620.8 | 669.6 | 20306.16
2021-01-30 | 581.92 | 518.24 | 560 | 633.28 | 728.96 | 812.16 | 817.04 | 812.16 | 728.96 | 669.6 | 536.32 | 401.92 | 297.76 | 240.56 | 201.68 | 201.68 | 213.2 | 201.68 | 155.6 | 99.76 | 61.84 | 35.6 | 10 | 0 | 9519.92
2021-01-31 | 0 | 0 | 0 | 0 | 0 | 0 | 0 | 0 | 0 | 0 | 0 | 0 | 0 | 0 | 0 | 0 | 0 | 35.6 | 61.84 | 84.08 | 84.08 | 91.92 | 91.92 | 91.92 | 541.36
2021-02-01 | 107.6 | 136.4 | 190.16 | 267.92 | 346.24 | 401.92 | 444.64 | 454.4 | 423.84 | 346.24 | 267.92 | 201.68 | 146 | 126.8 | 107.6 | 91.92 | 84.08 | 99.76 | 117.2 | 136.4 | 190.16 | 240.56 | 297.76 | 346.24 | 5573.44
2021-02-02 | 380.8 | 475.52 | 581.92 | 708.48 | 804.16 | 876.48 | 926.4 | 966.4 | 975.52 | 993.76 | 994.88 | 995.04 | 1006.72 | 1006.72 | 1006.88 | 1011.2 | 1011.36 | 1012 | 1012 | 1012 | 1012 | 1012 | 1012 | 1012 | 21806.24
2021-02-03 | 1012 | 1012 | 1012 | 1012 | 1012 | 1012 | 1012 | 1012 | 1012 | 1012 | 1012 | 1012 | 1012 | 1012 | 1012 | 1012 | 1012 | 1012 | 1012 | 1012 | 1012 | 1011.36 | 1006.88 | 995.04 | 24265.28
2021-02-04 | 975.36 | 975.36 | 971.28 | 966.4 | 966.4 | 993.76 | 994.88 | 993.76 | 975.52 | 993.76 | 994.88 | 995.04 | 995.04 | 1006.88 | 1011.2 | 1011.36 | 1012 | 1012 | 1012 | 1012 | 1012 | 1012 | 1012 | 1012 | 23916.88
2021-02-05 | 1012 | 1012 | 1012 | 1012 | 1012 | 1012 | 1012 | 1012 | 1012 | 1012 | 1012 | 1012 | 1012 | 1012 | 1012 | 1012 | 1012 | 1012 | 1012 | 1012 | 1012 | 1012 | 1012 | 1012 | 24288
2021-02-06 | 1012 | 1012 | 1011.36 | 1011.36 | 1006.88 | 1006.88 | 1011.2 | 1011.36 | 1011.36 | 1011.36 | 1012 | 1012 | 1012 | 1012 | 1012 | 1012 | 1012 | 1012 | 1012 | 1012 | 1012 | 1012 | 1011.36 | 1006.88 | 24268
2021-02-07 | 1005.6 | 995.04 | 994.88 | 993.76 | 975.52 | 990.8 | 994.88 | 995.04 | 995.04 | 995.04 | 1005.6 | 1006.88 | 1006.72 | 994.88 | 975.36 | 974.24 | 974.24 | 974.24 | 971.28 | 971.28 | 974.24 | 974.24 | 966.4 | 926.4 | 23631.6
2021-02-08 | 884.48 | 817.04 | 804.16 | 791.68 | 791.68 | 804.16 | 876.48 | 892.32 | 942.24 | 974.24 | 990.8 | 990.8 | 990.8 | 975.36 | 971.28 | 971.28 | 942.24 | 926.4 | 889.36 | 817.04 | 728.96 | 620.8 | 475.52 | 330.08 | 20199.2
2021-02-09 | 226.88 | 167.12 | 126.8 | 107.6 | 107.6 | 136.4 | 167.12 | 201.68 | 254.24 | 297.76 | 362.4 | 423.84 | 454.4 | 497.44 | 497.44 | 475.52 | 497.44 | 536.32 | 560 | 581.92 | 602.72 | 602.72 | 581.92 | 536.32 | 9003.6
2021-02-10 | 497.44 | 454.4 | 423.84 | 423.84 | 423.84 | 444.64 | 454.4 | 454.4 | 401.92 | 330.08 | 267.92 | 213.2 | 146 | 99.76 | 61.84 | 30.48 | 0 | 0 | 0 | 0 | 0 | 0 | 0 | 0 | 5128
2021-02-11 | 0 | 0 | 0 | 0 | 0 | 0 | 0 | 0 | 0 | 0 | 0 | 10 | 42.16 | 76.24 | 136.4 | 213.2 | 297.76 | 380.8 | 423.84 | 454.4 | 497.44 | 560 | 602.72 | 669.6 | 4364.56
2021-02-12 | 728.96 | 876.48 | 942.24 | 995.04 | 1006.72 | 1006.88 | 1011.36 | 1011.36 | 1011.36 | 1011.36 | 1011.36 | 1012 | 1012 | 1012 | 1012 | 1012 | 1012 | 1012 | 1012 | 1012 | 1012 | 1012 | 1012 | 1012 | 23769.12
2021-02-13 | 1012 | 1012 | 1012 | 1012 | 1012 | 1012 | 1012 | 1012 | 1012 | 1012 | 1012 | 1012 | 1012 | 1012 | 1012 | 1012 | 1012 | 1012 | 1012 | 1012 | 1012 | 1012 | 1012 | 1012 | 24288
2021-02-14 | 1012 | 1012 | 1012 | 1012 | 1012 | 1012 | 1012 | 1012 | 1012 | 1012 | 1012 | 1012 | 1012 | 1012 | 1012 | 1012 | 1012 | 1012 | 1012 | 1012 | 1006.72 | 971.28 | 942.24 | 934.4 | 24094.64
2021-02-15 | 1006.72 | 966.4 | 812.16 | 791.68 | 791.68 | 817.04 | 939.28 | 966.4 | 876.48 | 720.96 | 669.6 | 602.72 | 518.24 | 454.4 | 497.44 | 669.6 | 728.96 | 791.68 | 708.48 | 690.4 | 620.8 | 536.32 | 560 | 690.4 | 17427.84
2021-02-16 | 720.96 | 720.96 | 804.16 | 934.4 | 1006.72 | 1011.36 | 1011.2 | 1005.6 | 1006.88 | 1012 | 1012 | 1012 | 1012 | 1012 | 1012 | 1012 | 1012 | 1012 | 1012 | 1012 | 1012 | 1011.36 | 1005.6 | 939.28 | 23322.48
2021-02-17 | 720.96 | 669.6 | 708.48 | 728.96 | 926.4 | 975.36 | 995.04 | 1011.36 | 1012 | 1012 | 1012 | 1012 | 1012 | 1012 | 1012 | 1012 | 1012 | 1012 | 1012 | 1012 | 1012 | 1012 | 990.8 | 934.4 | 22829.36
2021-02-18 | 876.48 | 804.16 | 708.48 | 497.44 | 346.24 | 362.4 | 581.92 | 817.04 | 971.28 | 975.52 | 971.28 | 975.52 | 971.28 | 926.4 | 884.48 | 889.36 | 889.36 | 876.48 | 939.28 | 971.28 | 1006.72 | 1012 | 1012 | 1012 | 20278.4
2021-02-19 | 1011.36 | 975.36 | 817.04 | 669.6 | 804.16 | 889.36 | 993.76 | 1012 | 1012 | 1012 | 1012 | 1012 | 1012 | 1012 | 1012 | 1012 | 1012 | 1011.36 | 994.88 | 966.4 | 995.04 | 994.88 | 1005.6 | 994.88 | 23243.68
2021-02-20 | 975.52 | 975.36 | 966.4 | 889.36 | 804.16 | 708.48 | 536.32 | 536.32 | 380.8 | 281.6 | 240.56 | 362.4 | 620.8 | 804.16 | 934.4 | 1006.88 | 1012 | 1012 | 1012 | 1012 | 1012 | 1012 | 1012 | 1012 | 19119.52
2021-02-21 | 1012 | 1012 | 1012 | 1012 | 1012 | 1012 | 1012 | 1012 | 1012 | 1012 | 1012 | 1012 | 1012 | 1012 | 1012 | 1011.36 | 1006.88 | 994.88 | 966.4 | 926.4 | 817.04 | 812.16 | 804.16 | 728.96 | 23248.24
2021-02-22 | 690.4 | 602.72 | 536.32 | 475.52 | 444.64 | 444.64 | 454.4 | 454.4 | 401.92 | 330.08 | 297.76 | 444.64 | 620.8 | 728.96 | 804.16 | 804.16 | 817.04 | 889.36 | 728.96 | 669.6 | 720.96 | 812.16 | 804.16 | 812.16 | 14789.92
2021-02-23 | 817.04 | 966.4 | 995.04 | 1011.36 | 1012 | 1012 | 1012 | 1012 | 1012 | 1012 | 1012 | 1012 | 1012 | 1012 | 1012 | 1012 | 1012 | 1011.2 | 975.36 | 966.4 | 1006.72 | 1012 | 1012 | 1012 | 23941.52
2021-02-24 | 1012 | 1012 | 1012 | 1012 | 1012 | 1012 | 1012 | 1012 | 1012 | 1012 | 1012 | 1012 | 1012 | 1012 | 1012 | 1012 | 1012 | 1012 | 1012 | 1012 | 1012 | 1012 | 1012 | 1012 | 24288
2021-02-25 | 1012 | 1012 | 1012 | 1012 | 1012 | 1012 | 1012 | 1012 | 1012 | 1012 | 1012 | 1012 | 1012 | 1012 | 1012 | 1012 | 1012 | 1012 | 1011.36 | 975.36 | 876.48 | 804.16 | 728.96 | 720.96 | 23333.28
2021-02-26 | 720.96 | 708.48 | 720.96 | 804.16 | 804.16 | 708.48 | 690.4 | 720.96 | 690.4 | 602.72 | 690.4 | 876.48 | 884.48 | 876.48 | 804.16 | 720.96 | 708.48 | 728.96 | 804.16 | 804.16 | 690.4 | 720.96 | 804.16 | 804.16 | 18090.08
2021-02-27 | 791.68 | 804.16 | 942.24 | 971.28 | 942.24 | 892.32 | 876.48 | 804.16 | 708.48 | 602.72 | 620.8 | 708.48 | 690.4 | 620.8 | 560 | 475.52 | 454.4 | 497.44 | 518.24 | 475.52 | 401.92 | 380.8 | 362.4 | 380.8 | 15483.28
2021-02-28 | 362.4 | 346.24 | 313.92 | 240.56 | 190.16 | 167.12 | 155.6 | 146 | 117.2 | 91.92 | 99.76 | 178.64 | 267.92 | 297.76 | 240.56 | 190.16 | 190.16 | 213.2 | 254.24 | 313.92 | 362.4 | 401.92 | 423.84 | 401.92 | 5967.52
2021-03-01 | 362.4 | 313.92 | 313.92 | 281.6 | 254.24 | 201.68 | 178.64 | 167.12 | 146 | 99.76 | 55.28 | 10 | 0 | 0 | 0 | 0 | 0 | 25.36 | 68.4 | 84.08 | 68.4 | 48.72 | 25.36 | 10 | 2714.88
2021-03-02 | 0 | 0 | 0 | 10 | 15.12 | 15.12 | 15.12 | 10 | 0 | 0 | 0 | 0 | 0 | 0 | 0 | 0 | 0 | 0 | 0 | 0 | 0 | 0 | 0 | 0 | 65.36
2021-03-03 | 0 | 0 | 0 | 0 | 0 | 0 | 0 | 0 | 0 | 0 | 25.36 | 35.6 | 55.28 | 76.24 | 91.92 | 84.08 | 55.28 | 30.48 | 25.36 | 25.36 | 55.28 | 107.6 | 190.16 | 297.76 | 1155.76
2021-03-04 | 423.84 | 669.6 | 884.48 | 926.4 | 876.48 | 791.68 | 669.6 | 581.92 | 444.64 | 401.92 | 362.4 | 313.92 | 254.24 | 178.64 | 126.8 | 99.76 | 91.92 | 126.8 | 136.4 | 117.2 | 91.92 | 48.72 | 20.24 | 0 | 8639.52
2021-03-05 | 0 | 0 | 0 | 0 | 20.24 | 25.36 | 25.36 | 15.12 | 10 | 0 | 20.24 | 42.16 | 76.24 | 91.92 | 99.76 | 84.08 | 84.08 | 91.92 | 117.2 | 155.6 | 201.68 | 226.88 | 240.56 | 254.24 | 1882.64
2021-03-06 | 267.92 | 297.76 | 297.76 | 297.76 | 297.76 | 313.92 | 346.24 | 346.24 | 281.6 | 281.6 | 330.08 | 380.8 | 401.92 | 423.84 | 444.64 | 475.52 | 602.72 | 791.68 | 817.04 | 876.48 | 884.48 | 804.16 | 804.16 | 817.04 | 11883.12
2021-03-07 | 884.48 | 884.48 | 876.48 | 812.16 | 708.48 | 602.72 | 536.32 | 454.4 | 362.4 | 281.6 | 240.56 | 267.92 | 267.92 | 178.64 | 99.76 | 68.4 | 99.76 | 213.2 | 346.24 | 423.84 | 423.84 | 444.64 | 454.4 | 497.44 | 10430.08
2021-03-08 | 423.84 | 380.8 | 401.92 | 423.84 | 454.4 | 454.4 | 401.92 | 313.92 | 213.2 | 146 | 107.6 | 61.84 | 25.36 | 0 | 0 | 0 | 0 | 0 | 0 | 0 | 61.84 | 107.6 | 146 | 167.12 | 4291.6
2021-03-09 | 190.16 | 201.68 | 213.2 | 254.24 | 313.92 | 423.84 | 536.32 | 620.8 | 581.92 | 454.4 | 536.32 | 690.4 | 791.68 | 876.48 | 939.28 | 994.88 | 1012 | 1012 | 1012 | 1012 | 1012 | 1012 | 1012 | 1012 | 16715.52
2021-03-10 | 1012 | 1012 | 1012 | 1012 | 1012 | 1012 | 1011.36 | 1005.6 | 971.28 | 966.4 | 971.28 | 990.8 | 975.36 | 889.36 | 728.96 | 633.28 | 791.68 | 975.36 | 1011.36 | 1012 | 1012 | 1012 | 1012 | 1012 | 23054.08
2021-03-11 | 1012 | 1012 | 1012 | 1012 | 1012 | 1012 | 1012 | 1012 | 1012 | 1012 | 1012 | 1012 | 1012 | 1012 | 1012 | 1012 | 1012 | 1012 | 1012 | 1012 | 1012 | 1012 | 1012 | 1012 | 24288
2021-03-12 | 1012 | 1012 | 1012 | 1012 | 1012 | 1012 | 1012 | 1012 | 1012 | 1012 | 1012 | 1012 | 1012 | 1012 | 1012 | 1011.36 | 995.04 | 975.36 | 926.4 | 804.16 | 720.96 | 690.4 | 602.72 | 454.4 | 22360.8
2021-03-13 | 313.92 | 226.88 | 226.88 | 281.6 | 330.08 | 444.64 | 560 | 620.8 | 602.72 | 728.96 | 966.4 | 993.76 | 993.76 | 971.28 | 892.32 | 876.48 | 926.4 | 975.52 | 1005.6 | 1011.36 | 1012 | 1012 | 1012 | 1012 | 17997.36
2021-03-14 | 1012 | 1012 | 1012 | 1012 | 1012 | 1012 | 1012 | 1012 | 1012 | 1012 | 1012 | 1012 | 1012 | 1012 | 1012 | 1012 | 1011.36 | 1006.88 | 995.04 | 975.36 | 966.4 | 942.24 | 939.28 | 934.4 | 23962.96
2021-03-15 | 934.4 | 975.36 | 966.4 | 939.28 | 889.36 | 804.16 | 728.96 | 581.92 | 362.4 | 213.2 | 201.68 | 201.68 | 201.68 | 190.16 | 155.6 | 91.92 | 20.24 | 0 | 0 | 0 | 20.24 | 117.2 | 226.88 | 240.56 | 9063.28
2021-03-16 | 167.12 | 167.12 | 313.92 | 380.8 | 720.96 | 1011.36 | 1012 | 1012 | 1012 | 1012 | 1012 | 1012 | 1012 | 1012 | 1012 | 1012 | 1006.88 | 1006.88 | 1006.88 | 1006.72 | 995.04 | 995.04 | 995.04 | 995.04 | 20888.8
2021-03-17 | 995.04 | 995.04 | 993.76 | 993.76 | 990.8 | 966.4 | 926.4 | 876.48 | 728.96 | 791.68 | 791.68 | 690.4 | 633.28 | 560 | 401.92 | 281.6 | 178.64 | 155.6 | 201.68 | 254.24 | 313.92 | 362.4 | 380.8 | 380.8 | 14845.28
2021-03-18 | 401.92 | 518.24 | 669.6 | 804.16 | 884.48 | 884.48 | 942.24 | 975.52 | 966.4 | 942.24 | 994.88 | 995.04 | 990.8 | 971.28 | 934.4 | 889.36 | 804.16 | 690.4 | 669.6 | 690.4 | 690.4 | 602.72 | 560 | 581.92 | 19054.64
2021-03-19 | 401.92 | 313.92 | 346.24 | 444.64 | 423.84 | 401.92 | 423.84 | 475.52 | 401.92 | 362.4 | 362.4 | 346.24 | 297.76 | 254.24 | 254.24 | 201.68 | 167.12 | 190.16 | 267.92 | 346.24 | 401.92 | 423.84 | 454.4 | 444.64 | 8408.96
2021-03-20 | 423.84 | 423.84 | 401.92 | 423.84 | 497.44 | 536.32 | 620.8 | 791.68 | 889.36 | 1006.88 | 1012 | 1012 | 1012 | 1012 | 1012 | 1012 | 1012 | 1006.88 | 990.8 | 926.4 | 804.16 | 720.96 | 633.28 | 602.72 | 18785.12
2021-03-21 | 620.8 | 620.8 | 620.8 | 669.6 | 720.96 | 791.68 | 804.16 | 728.96 | 708.48 | 720.96 | 708.48 | 708.48 | 708.48 | 728.96 | 728.96 | 728.96 | 620.8 | 454.4 | 454.4 | 536.32 | 602.72 | 669.6 | 602.72 | 560 | 15820.48
2021-03-22 | 536.32 | 518.24 | 518.24 | 581.92 | 581.92 | 536.32 | 633.28 | 708.48 | 817.04 | 728.96 | 812.16 | 966.4 | 993.76 | 994.88 | 974.24 | 926.4 | 876.48 | 876.48 | 876.48 | 817.04 | 804.16 | 812.16 | 804.16 | 804.16 | 18499.68
2021-03-23 | 812.16 | 817.04 | 884.48 | 892.32 | 926.4 | 934.4 | 926.4 | 926.4 | 939.28 | 975.36 | 1006.88 | 1012 | 1012 | 1012 | 1012 | 1012 | 1012 | 1012 | 1012 | 1012 | 1012 | 1012 | 1012 | 1012 | 23197.12
2021-03-24 | 1012 | 1011.2 | 975.36 | 926.4 | 804.16 | 708.48 | 620.8 | 475.52 | 518.24 | 791.68 | 884.48 | 934.4 | 975.52 | 1006.88 | 1011.36 | 1011.36 | 1012 | 1012 | 1012 | 1012 | 1012 | 1011.36 | 1006.88 | 942.24 | 21688.32
2021-03-25 | 812.16 | 889.36 | 876.48 | 728.96 | 602.72 | 602.72 | 728.96 | 812.16 | 889.36 | 939.28 | 975.36 | 994.88 | 993.76 | 995.04 | 1006.72 | 1006.88 | 994.88 | 990.8 | 990.8 | 993.76 | 990.8 | 975.52 | 994.88 | 995.04 | 21781.28
2021-03-26 | 990.8 | 994.88 | 994.88 | 812.16 | 620.8 | 497.44 | 518.24 | 602.72 | 633.28 | 728.96 | 934.4 | 995.04 | 1011.2 | 1011.36 | 1012 | 1011.36 | 975.36 | 892.32 | 876.48 | 812.16 | 690.4 | 581.92 | 518.24 | 518.24 | 19234.64
2021-03-27 | 518.24 | 581.92 | 669.6 | 728.96 | 804.16 | 817.04 | 876.48 | 892.32 | 926.4 | 884.48 | 804.16 | 804.16 | 876.48 | 884.48 | 876.48 | 804.16 | 876.48 | 993.76 | 1011.36 | 1012 | 1012 | 1012 | 1012 | 1012 | 20691.12
2021-03-28 | 1012 | 1012 | 1012 | 1012 | 1012 | 1012 | 1012 | 1012 | 1012 | 1012 | 1012 | 1011.36 | 974.24 | 974.24 | 926.4 | 804.16 | 966.4 | 1011.2 | 1012 | 1012 | 1012 | 1012 | 1012 | 1012 | 23872
2021-03-29 | 1012 | 1012 | 1012 | 1012 | 1012 | 1012 | 1012 | 1012 | 1012 | 1012 | 1012 | 1006.88 | 975.36 | 817.04 | 454.4 | 146 | 107.6 | 362.4 | 876.48 | 1011.2 | 1012 | 1012 | 1012 | 1012 | 20937.36
2021-03-30 | 1012 | 1012 | 1012 | 1012 | 1012 | 1012 | 1012 | 1012 | 1012 | 1012 | 1011.36 | 1006.88 | 1005.6 | 994.88 | 974.24 | 889.36 | 633.28 | 254.24 | 76.24 | 117.2 | 281.6 | 560 | 728.96 | 812.16 | 19466
2021-03-31 | 817.04 | 817.04 | 876.48 | 892.32 | 974.24 | 1006.72 | 1012 | 1012 | 1012 | 1012 | 1012 | 1011.36 | 995.04 | 974.24 | 926.4 | 817.04 | 791.68 | 728.96 | 708.48 | 720.96 | 669.6 | 620.8 | 475.52 | 313.92 | 20197.84
2021-04-01 | 178.64 | 126.8 | 117.2 | 107.6 | 84.08 | 68.4 | 84.08 | 91.92 | 61.84 | 30.48 | 15.12 | 0 | 0 | 0 | 0 | 0 | 0 | 0 | 10 | 42.16 | 76.24 | 117.2 | 178.64 | 281.6 | 1672
2021-04-02 | 423.84 | 581.92 | 669.6 | 633.28 | 690.4 | 669.6 | 633.28 | 536.32 | 536.32 | 518.24 | 497.44 | 518.24 | 475.52 | 380.8 | 297.76 | 281.6 | 330.08 | 444.64 | 536.32 | 475.52 | 330.08 | 254.24 | 201.68 | 178.64 | 11095.36
2021-04-03 | 201.68 | 281.6 | 423.84 | 518.24 | 581.92 | 620.8 | 620.8 | 581.92 | 560 | 536.32 | 518.24 | 475.52 | 518.24 | 581.92 | 620.8 | 602.72 | 602.72 | 560 | 620.8 | 708.48 | 720.96 | 728.96 | 812.16 | 812.16 | 13810.8
2021-04-04 | 804.16 | 817.04 | 995.04 | 1012 | 1012 | 1012 | 1012 | 1012 | 1012 | 1012 | 1012 | 0 | 0 | 1012 | 1012 | 1012 | 1012 | 1012 | 1012 | 1012 | 1012 | 1012 | 1012 | 1012 | 21844.24
2021-04-05 | 1012 | 1012 | 1012 | 1012 | 1012 | 1012 | 1012 | 1012 | 1012 | 1012 | 1012 | 1012 | 1012 | 1012 | 1012 | 1012 | 1012 | 1012 | 1012 | 1012 | 1012 | 1012 | 1012 | 1012 | 24288
2021-04-06 | 1012 | 1012 | 1012 | 1012 | 1012 | 1012 | 1012 | 1012 | 1012 | 1012 | 1012 | 1012 | 1012 | 1012 | 1012 | 1012 | 1012 | 1012 | 1012 | 1012 | 1012 | 1012 | 1006.88 | 1006.88 | 24277.76
2021-04-07 | 1006.88 | 1006.72 | 995.04 | 1005.6 | 995.04 | 975.36 | 934.4 | 889.36 | 884.48 | 812.16 | 728.96 | 669.6 | 602.72 | 518.24 | 454.4 | 380.8 | 297.76 | 226.88 | 201.68 | 190.16 | 267.92 | 454.4 | 690.4 | 884.48 | 16073.44
2021-04-08 | 995.04 | 1012 | 1012 | 1012 | 1012 | 1012 | 1012 | 1012 | 1012 | 1012 | 1012 | 1012 | 1012 | 1012 | 1012 | 1012 | 1012 | 1012 | 1012 | 1012 | 1012 | 1012 | 1012 | 1012 | 24271.04
2021-04-09 | 1012 | 1011.36 | 1011.36 | 1011.2 | 1006.72 | 994.88 | 971.28 | 966.4 | 994.88 | 995.04 | 995.04 | 994.88 | 975.52 | 974.24 | 971.28 | 942.24 | 926.4 | 804.16 | 669.6 | 581.92 | 536.32 | 497.44 | 497.44 | 475.52 | 20817.12
2021-04-10 | 423.84 | 423.84 | 423.84 | 423.84 | 444.64 | 444.64 | 423.84 | 380.8 | 423.84 | 444.64 | 423.84 | 401.92 | 380.8 | 380.8 | 401.92 | 423.84 | 401.92 | 346.24 | 330.08 | 346.24 | 313.92 | 267.92 | 240.56 | 240.56 | 9158.32
2021-04-11 | 267.92 | 297.76 | 330.08 | 346.24 | 346.24 | 362.4 | 346.24 | 313.92 | 297.76 | 281.6 | 254.24 | 226.88 | 201.68 | 190.16 | 178.64 | 201.68 | 201.68 | 201.68 | 213.2 | 240.56 | 254.24 | 254.24 | 267.92 | 297.76 | 6374.72
2021-04-12 | 330.08 | 362.4 | 380.8 | 362.4 | 346.24 | 330.08 | 297.76 | 240.56 | 213.2 | 190.16 | 167.12 | 155.6 | 167.12 | 190.16 | 213.2 | 201.68 | 190.16 | 178.64 | 178.64 | 167.12 | 136.4 | 107.6 | 99.76 | 84.08 | 5290.96
2021-04-13 | 84.08 | 76.24 | 68.4 | 55.28 | 42.16 | 30.48 | 10 | 0 | 0 | 0 | 0 | 0 | 0 | 0 | 0 | 0 | 0 | 0 | 0 | 10 | 10 | 0 | 0 | 15.12 | 401.76
2021-04-14 | 20.24 | 25.36 | 25.36 | 25.36 | 25.36 | 30.48 | 42.16 | 35.6 | 30.48 | 25.36 | 0 | 0 | 0 | 0 | 0 | 0 | 0 | 0 | 0 | 0 | 0 | 25.36 | 48.72 | 61.84 | 421.68
2021-04-15 | 68.4 | 55.28 | 30.48 | 10 | 0 | 0 | 15.12 | 15.12 | 35.6 | 68.4 | 68.4 | 61.84 | 55.28 | 55.28 | 55.28 | 68.4 | 107.6 | 178.64 | 267.92 | 380.8 | 475.52 | 536.32 | 581.92 | 602.72 | 3794.32
2021-04-16 | 602.72 | 602.72 | 560 | 497.44 | 475.52 | 475.52 | 346.24 | 201.68 | 213.2 | 297.76 | 254.24 | 190.16 | 146 | 107.6 | 76.24 | 55.28 | 42.16 | 42.16 | 61.84 | 99.76 | 126.8 | 107.6 | 76.24 | 55.28 | 5714.16
2021-04-17 | 48.72 | 42.16 | 30.48 | 42.16 | 91.92 | 136.4 | 146 | 84.08 | 99.76 | 107.6 | 99.76 | 84.08 | 91.92 | 117.2 | 167.12 | 201.68 | 213.2 | 240.56 | 330.08 | 454.4 | 581.92 | 633.28 | 669.6 | 690.4 | 5404.48
2021-04-18 | 728.96 | 690.4 | 669.6 | 669.6 | 633.28 | 620.8 | 581.92 | 560 | 536.32 | 497.44 | 454.4 | 401.92 | 330.08 | 267.92 | 213.2 | 155.6 | 136.4 | 117.2 | 155.6 | 201.68 | 267.92 | 346.24 | 362.4 | 346.24 | 9945.12
2021-04-19 | 313.92 | 330.08 | 362.4 | 401.92 | 423.84 | 401.92 | 362.4 | 330.08 | 444.64 | 518.24 | 560 | 518.24 | 454.4 | 380.8 | 297.76 | 226.88 | 155.6 | 107.6 | 99.76 | 99.76 | 107.6 | 126.8 | 178.64 | 240.56 | 7443.84
2021-04-20 | 240.56 | 281.6 | 313.92 | 362.4 | 401.92 | 362.4 | 330.08 | 454.4 | 560 | 581.92 | 536.32 | 581.92 | 669.6 | 728.96 | 817.04 | 934.4 | 974.24 | 975.52 | 974.24 | 939.28 | 889.36 | 804.16 | 708.48 | 620.8 | 15043.52
2021-04-21 | 518.24 | 401.92 | 313.92 | 254.24 | 213.2 | 167.12 | 91.92 | 35.6 | 0 | 0 | 0 | 0 | 0 | 0 | 0 | 0 | 0 | 0 | 0 | 30.48 | 35.6 | 15.12 | 0 | 0 | 2077.36
2021-04-22 | 0 | 0 | 0 | 0 | 0 | 0 | 0 | 0 | 0 | 0 | 0 | 0 | 0 | 15.12 | 25.36 | 30.48 | 35.6 | 30.48 | 25.36 | 35.6 | 35.6 | 20.24 | 0 | 0 | 253.84
2021-04-23 | 0 | 0 | 0 | 0 | 0 | 0 | 0 | 0 | 0 | 0 | 0 | 0 | 0 | 30.48 | 55.28 | 91.92 | 155.6 | 267.92 | 362.4 | 475.52 | 518.24 | 518.24 | 454.4 | 362.4 | 3292.4
2021-04-24 | 281.6 | 201.68 | 146 | 117.2 | 99.76 | 91.92 | 61.84 | 68.4 | 76.24 | 76.24 | 61.84 | 61.84 | 55.28 | 61.84 | 76.24 | 117.2 | 167.12 | 213.2 | 267.92 | 297.76 | 313.92 | 281.6 | 226.88 | 201.68 | 3625.2
2021-04-25 | 190.16 | 155.6 | 107.6 | 91.92 | 84.08 | 76.24 | 48.72 | 42.16 | 48.72 | 48.72 | 30.48 | 25.36 | 0 | 0 | 0 | 0 | 0 | 0 | 0 | 0 | 0 | 0 | 0 | 0 | 949.76
2021-04-26 | 10 | 76.24 | 155.6 | 213.2 | 254.24 | 254.24 | 178.64 | 117.2 | 240.56 | 444.64 | 475.52 | 444.64 | 313.92 | 240.56 | 213.2 | 213.2 | 240.56 | 254.24 | 213.2 | 226.88 | 330.08 | 518.24 | 720.96 | 876.48 | 7226.24
2021-04-27 | 975.36 | 1006.88 | 1011.36 | 1011.2 | 1006.88 | 1005.6 | 995.04 | 995.04 | 974.24 | 934.4 | 889.36 | 817.04 | 791.68 | 690.4 | 602.72 | 536.32 | 475.52 | 444.64 | 401.92 | 380.8 | 475.52 | 518.24 | 560 | 602.72 | 18102.88
2021-04-28 | 620.8 | 620.8 | 602.72 | 581.92 | 536.32 | 497.44 | 423.84 | 380.8 | 330.08 | 297.76 | 281.6 | 254.24 | 226.88 | 201.68 | 167.12 | 155.6 | 146 | 146 | 146 | 136.4 | 136.4 | 136.4 | 155.6 | 178.64 | 7361.04
2021-04-29 | 201.68 | 226.88 | 281.6 | 330.08 | 380.8 | 444.64 | 536.32 | 620.8 | 690.4 | 728.96 | 791.68 | 804.16 | 817.04 | 876.48 | 876.48 | 876.48 | 876.48 | 876.48 | 804.16 | 728.96 | 690.4 | 620.8 | 536.32 | 423.84 | 15041.92
2021-04-30 | 362.4 | 313.92 | 297.76 | 281.6 | 281.6 | 267.92 | 213.2 | 201.68 | 155.6 | 126.8 | 117.2 | 107.6 | 107.6 | 107.6 | 117.2 | 126.8 | 126.8 | 126.8 | 107.6 | 91.92 | 76.24 | 55.28 | 30.48 | 20.24 | 3821.84
2021-05-01 | 0 | 0 | 0 | 0 | 0 | 0 | 0 | 0 | 0 | 0 | 0 | 0 | 0 | 0 | 0 | 20.24 | 20.24 | 20.24 | 15.12 | 15.12 | 0 | 0 | 0 | 0 | 90.96
2021-05-02 | 0 | 0 | 0 | 0 | 0 | 0 | 0 | 0 | 0 | 0 | 0 | 0 | 0 | 0 | 10 | 15.12 | 10 | 0 | 0 | 0 | 0 | 0 | 0 | 0 | 35.12
2021-05-03 | 0 | 0 | 0 | 0 | 0 | 0 | 25.36 | 76.24 | 155.6 | 254.24 | 401.92 | 581.92 | 728.96 | 876.48 | 939.28 | 975.52 | 1005.6 | 1005.6 | 995.04 | 994.88 | 995.04 | 1006.88 | 1011.36 | 1012 | 13041.92
2021-05-04 | 1012 | 1012 | 1012 | 1012 | 1012 | 1011.36 | 1011.36 | 1011.36 | 1012 | 1012 | 1012 | 1011.36 | 1006.88 | 1006.88 | 1011.2 | 1011.36 | 1012 | 1012 | 1012 | 1011.36 | 1011.36 | 995.04 | 993.76 | 975.52 | 24200.8
2021-05-05 | 974.24 | 971.28 | 934.4 | 942.24 | 971.28 | 974.24 | 990.8 | 995.04 | 995.04 | 990.8 | 971.28 | 942.24 | 934.4 | 926.4 | 892.32 | 926.4 | 934.4 | 934.4 | 889.36 | 889.36 | 892.32 | 966.4 | 926.4 | 889.36 | 22654.4
2021-05-06 | 804.16 | 581.92 | 362.4 | 346.24 | 560 | 791.68 | 889.36 | 884.48 | 934.4 | 934.4 | 876.48 | 728.96 | 708.48 | 708.48 | 728.96 | 728.96 | 708.48 | 669.6 | 602.72 | 560 | 536.32 | 518.24 | 497.44 | 454.4 | 16116.56
2021-05-07 | 444.64 | 475.52 | 536.32 | 581.92 | 602.72 | 560 | 536.32 | 536.32 | 497.44 | 444.64 | 401.92 | 362.4 | 346.24 | 313.92 | 281.6 | 240.56 | 190.16 | 126.8 | 91.92 | 76.24 | 55.28 | 48.72 | 25.36 | 0 | 7776.96
2021-05-08 | 0 | 0 | 0 | 35.6 | 126.8 | 254.24 | 444.64 | 633.28 | 876.48 | 934.4 | 974.24 | 995.04 | 1006.88 | 1012 | 1012 | 1012 | 1012 | 1012 | 1012 | 1012 | 975.52 | 804.16 | 454.4 | 190.16 | 15789.84
2021-05-09 | 68.4 | 15.12 | 0 | 10 | 42.16 | 84.08 | 136.4 | 190.16 | 201.68 | 146 | 84.08 | 25.36 | 10 | 42.16 | 107.6 | 178.64 | 213.2 | 213.2 | 254.24 | 313.92 | 444.64 | 518.24 | 536.32 | 497.44 | 4333.04
2021-05-10 | 454.4 | 401.92 | 281.6 | 226.88 | 201.68 | 136.4 | 61.84 | 42.16 | 91.92 | 107.6 | 167.12 | 201.68 | 178.64 | 146 | 117.2 | 84.08 | 55.28 | 42.16 | 35.6 | 42.16 | 42.16 | 42.16 | 61.84 | 91.92 | 3314.4
2021-05-11 | 99.76 | 99.76 | 117.2 | 126.8 | 146 | 155.6 | 117.2 | 146 | 297.76 | 602.72 | 720.96 | 728.96 | 728.96 | 728.96 | 633.28 | 444.64 | 240.56 | 107.6 | 30.48 | 0 | 15.12 | 55.28 | 99.76 | 136.4 | 6579.76
2021-05-12 | 167.12 | 178.64 | 190.16 | 213.2 | 226.88 | 240.56 | 240.56 | 254.24 | 380.8 | 620.8 | 804.16 | 926.4 | 942.24 | 966.4 | 966.4 | 942.24 | 939.28 | 889.36 | 812.16 | 804.16 | 728.96 | 728.96 | 728.96 | 728.96 | 14621.6
2021-05-13 | 708.48 | 633.28 | 560 | 518.24 | 497.44 | 475.52 | 475.52 | 475.52 | 475.52 | 475.52 | 475.52 | 444.64 | 380.8 | 330.08 | 281.6 | 226.88 | 190.16 | 146 | 107.6 | 84.08 | 68.4 | 48.72 | 35.6 | 25.36 | 8140.48
2021-05-14 | 35.6 | 55.28 | 84.08 | 107.6 | 117.2 | 117.2 | 91.92 | 76.24 | 76.24 | 68.4 | 55.28 | 35.6 | 30.48 | 25.36 | 30.48 | 55.28 | 84.08 | 117.2 | 126.8 | 84.08 | 35.6 | 0 | 0 | 0 | 1510
2021-05-15 | 0 | 0 | 0 | 0 | 0 | 0 | 0 | 0 | 0 | 0 | 0 | 0 | 0 | 0 | 0 | 10 | 20.24 | 30.48 | 30.48 | 15.12 | 0 | 0 | 0 | 0 | 106.32
2021-05-16 | 0 | 0 | 0 | 0 | 0 | 0 | 0 | 0 | 0 | 0 | 0 | 0 | 0 | 0 | 0 | 20.24 | 55.28 | 99.76 | 126.8 | 146 | 146 | 117.2 | 84.08 | 42.16 | 837.52
2021-05-17 | 0 | 0 | 0 | 0 | 0 | 0 | 0 | 0 | 0 | 0 | 0 | 0 | 0 | 0 | 0 | 0 | 0 | 0 | 15.12 | 15.12 | 0 | 0 | 0 | 0 | 30.24
2021-05-18 | 20.24 | 61.84 | 107.6 | 136.4 | 126.8 | 91.92 | 61.84 | 48.72 | 35.6 | 25.36 | 20.24 | 20.24 | 25.36 | 25.36 | 20.24 | 20.24 | 30.48 | 48.72 | 76.24 | 84.08 | 99.76 | 107.6 | 126.8 | 136.4 | 1558.08
2021-05-19 | 155.6 | 167.12 | 155.6 | 136.4 | 107.6 | 84.08 | 61.84 | 42.16 | 35.6 | 42.16 | 42.16 | 42.16 | 30.48 | 25.36 | 20.24 | 15.12 | 25.36 | 35.6 | 42.16 | 48.72 | 68.4 | 84.08 | 99.76 | 117.2 | 1684.96
2021-05-20 | 146 | 190.16 | 281.6 | 401.92 | 475.52 | 475.52 | 497.44 | 620.8 | 708.48 | 804.16 | 892.32 | 966.4 | 990.8 | 1005.6 | 1011.2 | 1011.36 | 1011.36 | 1006.88 | 995.04 | 994.88 | 1006.72 | 1011.36 | 1012 | 1012 | 18529.52
2021-05-21 | 1012 | 1012 | 1012 | 1012 | 1012 | 1012 | 1012 | 1012 | 1012 | 1012 | 1012 | 1012 | 1012 | 1012 | 1012 | 1012 | 1012 | 1011.36 | 1005.6 | 975.36 | 939.28 | 934.4 | 926.4 | 926.4 | 23922.8
2021-05-22 | 889.36 | 889.36 | 889.36 | 884.48 | 812.16 | 791.68 | 791.68 | 720.96 | 669.6 | 581.92 | 497.44 | 444.64 | 444.64 | 444.64 | 423.84 | 401.92 | 330.08 | 267.92 | 201.68 | 155.6 | 117.2 | 68.4 | 25.36 | 0 | 11743.92
2021-05-23 | 0 | 0 | 0 | 20.24 | 91.92 | 190.16 | 240.56 | 313.92 | 362.4 | 380.8 | 423.84 | 497.44 | 620.8 | 728.96 | 817.04 | 926.4 | 966.4 | 942.24 | 934.4 | 934.4 | 926.4 | 876.48 | 791.68 | 720.96 | 12707.44
2021-05-24 | 720.96 | 804.16 | 889.36 | 939.28 | 971.28 | 974.24 | 974.24 | 975.36 | 974.24 | 966.4 | 926.4 | 884.48 | 876.48 | 812.16 | 804.16 | 728.96 | 690.4 | 602.72 | 497.44 | 454.4 | 536.32 | 602.72 | 602.72 | 602.72 | 18811.6
2021-05-25 | 602.72 | 497.44 | 444.64 | 444.64 | 423.84 | 330.08 | 313.92 | 380.8 | 380.8 | 362.4 | 346.24 | 297.76 | 240.56 | 240.56 | 281.6 | 346.24 | 423.84 | 454.4 | 454.4 | 444.64 | 444.64 | 536.32 | 560 | 497.44 | 9749.92
2021-05-26 | 475.52 | 444.64 | 454.4 | 475.52 | 454.4 | 423.84 | 362.4 | 401.92 | 380.8 | 444.64 | 560 | 620.8 | 633.28 | 633.28 | 602.72 | 581.92 | 560 | 518.24 | 454.4 | 362.4 | 254.24 | 190.16 | 155.6 | 155.6 | 10600.72
2021-05-27 | 155.6 | 155.6 | 126.8 | 84.08 | 35.6 | 0 | 0 | 0 | 0 | 0 | 0 | 0 | 0 | 0 | 0 | 0 | 0 | 0 | 0 | 25.36 | 136.4 | 201.68 | 178.64 | 117.2 | 1216.96
2021-05-28 | 76.24 | 55.28 | 48.72 | 42.16 | 42.16 | 35.6 | 48.72 | 84.08 | 107.6 | 107.6 | 107.6 | 99.76 | 117.2 | 146 | 190.16 | 240.56 | 281.6 | 330.08 | 346.24 | 346.24 | 330.08 | 313.92 | 281.6 | 254.24 | 4033.44
2021-05-29 | 201.68 | 146 | 107.6 | 84.08 | 68.4 | 42.16 | 15.12 | 10 | 0 | 0 | 0 | 0 | 0 | 0 | 0 | 0 | 0 | 0 | 0 | 25.36 | 35.6 | 35.6 | 20.24 | 0 | 791.84
2021-05-30 | 0 | 0 | 0 | 0 | 0 | 0 | 0 | 0 | 0 | 0 | 0 | 15.12 | 35.6 | 68.4 | 91.92 | 107.6 | 99.76 | 91.92 | 99.76 | 126.8 | 178.64 | 254.24 | 281.6 | 281.6 | 1732.96
2021-05-31 | 254.24 | 213.2 | 178.64 | 146 | 136.4 | 107.6 | 61.84 | 48.72 | 84.08 | 107.6 | 146 | 213.2 | 313.92 | 497.44 | 690.4 | 812.16 | 876.48 | 804.16 | 804.16 | 804.16 | 804.16 | 876.48 | 817.04 | 728.96 | 10527.04
2021-06-01 | 633.28 | 581.92 | 581.92 | 602.72 | 581.92 | 497.44 | 423.84 | 423.84 | 444.64 | 380.8 | 240.56 | 126.8 | 55.28 | 30.48 | 0 | 0 | 0 | 0 | 35.6 | 91.92 | 117.2 | 136.4 | 146 | 178.64 | 6311.2
2021-06-02 | 190.16 | 201.68 | 226.88 | 254.24 | 254.24 | 190.16 | 167.12 | 226.88 | 346.24 | 475.52 | 633.28 | 720.96 | 728.96 | 791.68 | 804.16 | 817.04 | 889.36 | 889.36 | 812.16 | 728.96 | 720.96 | 708.48 | 633.28 | 602.72 | 13014.48
2021-06-03 | 602.72 | 581.92 | 560 | 536.32 | 560 | 518.24 | 581.92 | 602.72 | 669.6 | 708.48 | 708.48 | 728.96 | 728.96 | 728.96 | 720.96 | 669.6 | 633.28 | 620.8 | 633.28 | 690.4 | 791.68 | 812.16 | 804.16 | 633.28 | 15826.88
2021-06-04 | 497.44 | 401.92 | 362.4 | 297.76 | 281.6 | 267.92 | 330.08 | 423.84 | 423.84 | 401.92 | 362.4 | 330.08 | 281.6 | 240.56 | 146 | 84.08 | 25.36 | 0 | 0 | 0 | 0 | 0 | 0 | 0 | 5158.8
2021-06-05 | 0 | 0 | 0 | 0 | 0 | 0 | 0 | 0 | 0 | 0 | 0 | 0 | 0 | 0 | 0 | 0 | 0 | 0 | 0 | 0 | 0 | 15.12 | 48.72 | 107.6 | 171.44
2021-06-06 | 167.12 | 201.68 | 190.16 | 178.64 | 190.16 | 226.88 | 267.92 | 240.56 | 201.68 | 155.6 | 107.6 | 68.4 | 25.36 | 0 | 0 | 0 | 0 | 0 | 0 | 15.12 | 99.76 | 167.12 | 167.12 | 146 | 2816.88
2021-06-07 | 136.4 | 126.8 | 126.8 | 117.2 | 91.92 | 61.84 | 42.16 | 25.36 | 15.12 | 0 | 0 | 10 | 10 | 0 | 0 | 0 | 0 | 10 | 25.36 | 35.6 | 55.28 | 76.24 | 107.6 | 146 | 1219.68
2021-06-08 | 190.16 | 178.64 | 136.4 | 117.2 | 126.8 | 117.2 | 91.92 | 107.6 | 201.68 | 240.56 | 281.6 | 346.24 | 330.08 | 362.4 | 401.92 | 362.4 | 267.92 | 167.12 | 84.08 | 76.24 | 146 | 281.6 | 444.64 | 536.32 | 5596.72
2021-06-09 | 536.32 | 497.44 | 444.64 | 497.44 | 518.24 | 518.24 | 475.52 | 497.44 | 454.4 | 518.24 | 536.32 | 560 | 518.24 | 497.44 | 536.32 | 620.8 | 602.72 | 536.32 | 620.8 | 581.92 | 633.28 | 728.96 | 791.68 | 804.16 | 13526.88
2021-06-10 | 804.16 | 791.68 | 791.68 | 812.16 | 876.48 | 817.04 | 876.48 | 971.28 | 1006.72 | 1006.72 | 995.04 | 975.52 | 975.36 | 975.52 | 942.24 | 942.24 | 892.32 | 876.48 | 817.04 | 817.04 | 876.48 | 884.48 | 892.32 | 942.24 | 21558.72
2021-06-11 | 975.36 | 975.36 | 971.28 | 934.4 | 876.48 | 817.04 | 889.36 | 939.28 | 971.28 | 974.24 | 942.24 | 971.28 | 974.24 | 993.76 | 1005.6 | 1011.2 | 1011.36 | 1011.36 | 1006.88 | 990.8 | 974.24 | 971.28 | 974.24 | 993.76 | 23156.32
2021-06-12 | 990.8 | 975.52 | 994.88 | 995.04 | 1006.88 | 1011.36 | 1012 | 1012 | 1012 | 1012 | 1012 | 1012 | 1012 | 1011.36 | 1005.6 | 971.28 | 876.48 | 669.6 | 401.92 | 201.68 | 146 | 240.56 | 380.8 | 497.44 | 19461.2
2021-06-13 | 602.72 | 602.72 | 708.48 | 804.16 | 804.16 | 791.68 | 889.36 | 942.24 | 993.76 | 1011.36 | 1012 | 1012 | 1012 | 1012 | 1012 | 1006.88 | 939.28 | 804.16 | 669.6 | 602.72 | 518.24 | 518.24 | 720.96 | 817.04 | 19807.76
2021-06-14 | 876.48 | 876.48 | 926.4 | 939.28 | 975.36 | 995.04 | 1011.2 | 1012 | 1012 | 1012 | 1012 | 1012 | 1012 | 1012 | 1012 | 1012 | 1012 | 1012 | 1012 | 995.04 | 942.24 | 889.36 | 817.04 | 720.96 | 23108.88
2021-06-15 | 669.6 | 602.72 | 497.44 | 380.8 | 240.56 | 126.8 | 68.4 | 25.36 | 25.36 | 76.24 | 155.6 | 226.88 | 281.6 | 346.24 | 454.4 | 581.92 | 669.6 | 804.16 | 889.36 | 889.36 | 889.36 | 720.96 | 602.72 | 518.24 | 10743.68
2021-06-16 | 380.8 | 240.56 | 167.12 | 178.64 | 226.88 | 213.2 | 380.8 | 633.28 | 728.96 | 804.16 | 817.04 | 884.48 | 889.36 | 934.4 | 934.4 | 889.36 | 812.16 | 708.48 | 536.32 | 362.4 | 281.6 | 254.24 | 201.68 | 167.12 | 12627.44
2021-06-17 | 146 | 126.8 | 117.2 | 126.8 | 126.8 | 76.24 | 117.2 | 146 | 136.4 | 117.2 | 91.92 | 68.4 | 55.28 | 35.6 | 25.36 | 30.48 | 42.16 | 55.28 | 68.4 | 76.24 | 117.2 | 190.16 | 281.6 | 423.84 | 2798.56
2021-06-18 | 518.24 | 454.4 | 401.92 | 362.4 | 313.92 | 281.6 | 226.88 | 190.16 | 146 | 99.76 | 35.6 | 0 | 0 | 0 | 0 | 0 | 42.16 | 155.6 | 313.92 | 423.84 | 444.64 | 380.8 | 346.24 | 346.24 | 5484.32
2021-06-19 | 362.4 | 380.8 | 380.8 | 346.24 | 313.92 | 267.92 | 267.92 | 254.24 | 226.88 | 213.2 | 201.68 | 201.68 | 226.88 | 297.76 | 401.92 | 475.52 | 518.24 | 560 | 620.8 | 708.48 | 690.4 | 708.48 | 602.72 | 475.52 | 9704.4
2021-06-20 | 380.8 | 313.92 | 281.6 | 213.2 | 117.2 | 42.16 | 0 | 0 | 0 | 0 | 0 | 61.84 | 146 | 240.56 | 346.24 | 475.52 | 536.32 | 560 | 560 | 560 | 536.32 | 518.24 | 536.32 | 536.32 | 6962.56
2021-06-21 | 602.72 | 708.48 | 720.96 | 690.4 | 602.72 | 536.32 | 497.44 | 518.24 | 536.32 | 560 | 633.28 | 728.96 | 812.16 | 876.48 | 876.48 | 804.16 | 728.96 | 633.28 | 518.24 | 444.64 | 362.4 | 313.92 | 267.92 | 226.88 | 14201.36
2021-06-22 | 190.16 | 167.12 | 146 | 117.2 | 84.08 | 61.84 | 42.16 | 15.12 | 15.12 | 25.36 | 30.48 | 42.16 | 55.28 | 76.24 | 107.6 | 146 | 201.68 | 240.56 | 254.24 | 267.92 | 423.84 | 475.52 | 454.4 | 401.92 | 4042
2021-06-23 | 346.24 | 380.8 | 401.92 | 401.92 | 401.92 | 346.24 | 267.92 | 240.56 | 213.2 | 213.2 | 240.56 | 267.92 | 297.76 | 281.6 | 226.88 | 167.12 | 117.2 | 68.4 | 25.36 | 0 | 25.36 | 61.84 | 117.2 | 178.64 | 5289.76
2021-06-24 | 226.88 | 297.76 | 380.8 | 497.44 | 560 | 497.44 | 560 | 720.96 | 728.96 | 669.6 | 602.72 | 536.32 | 497.44 | 560 | 791.68 | 974.24 | 1011.36 | 1012 | 1012 | 1006.88 | 993.76 | 990.8 | 994.88 | 995.04 | 17118.96
2021-06-25 | 995.04 | 1005.6 | 1005.6 | 1006.72 | 1005.6 | 1006.88 | 1011.36 | 1012 | 1011.36 | 1011.36 | 1011.36 | 1006.88 | 1006.72 | 995.04 | 993.76 | 975.52 | 975.36 | 974.24 | 939.28 | 884.48 | 817.04 | 804.16 | 720.96 | 620.8 | 22797.12
2021-06-26 | 536.32 | 497.44 | 454.4 | 362.4 | 226.88 | 167.12 | 117.2 | 76.24 | 48.72 | 30.48 | 0 | 0 | 0 | 0 | 0 | 0 | 0 | 0 | 0 | 15.12 | 0 | 0 | 0 | 0 | 2532.32
2021-06-27 | 0 | 0 | 35.6 | 61.84 | 61.84 | 42.16 | 48.72 | 48.72 | 42.16 | 35.6 | 30.48 | 15.12 | 0 | 0 | 0 | 0 | 0 | 0 | 0 | 0 | 0 | 0 | 0 | 0 | 422.24
2021-06-28 | 0 | 0 | 0 | 10 | 10 | 0 | 0 | 0 | 0 | 0 | 0 | 0 | 25.36 | 68.4 | 99.76 | 99.76 | 99.76 | 117.2 | 117.2 | 117.2 | 107.6 | 155.6 | 226.88 | 240.56 | 1495.28
2021-06-29 | 190.16 | 167.12 | 155.6 | 146 | 99.76 | 84.08 | 76.24 | 61.84 | 48.72 | 20.24 | 0 | 15.12 | 48.72 | 68.4 | 76.24 | 76.24 | 91.92 | 117.2 | 155.6 | 155.6 | 167.12 | 155.6 | 107.6 | 61.84 | 2346.96
2021-06-30 | 35.6 | 30.48 | 42.16 | 48.72 | 55.28 | 61.84 | 61.84 | 55.28 | 42.16 | 35.6 | 35.6 | 42.16 | 48.72 | 48.72 | 35.6 | 25.36 | 20.24 | 15.12 | 25.36 | 42.16 | 68.4 | 76.24 | 68.4 | 61.84 | 1082.88
2021-07-01 | 42.16 | 25.36 | 10 | 0 | 0 | 0 | 0 | 0 | 10 | 25.36 | 42.16 | 61.84 | 68.4 | 76.24 | 84.08 | 84.08 | 84.08 | 99.76 | 117.2 | 107.6 | 91.92 | 61.84 | 25.36 | 0 | 1117.44
2021-07-02 | 0 | 0 | 0 | 0 | 0 | 0 | 0 | 0 | 0 | 0 | 30.48 | 48.72 | 61.84 | 76.24 | 84.08 | 99.76 | 136.4 | 167.12 | 213.2 | 226.88 | 178.64 | 117.2 | 61.84 | 30.48 | 1532.88
2021-07-03 | 30.48 | 48.72 | 84.08 | 126.8 | 167.12 | 126.8 | 76.24 | 76.24 | 91.92 | 91.92 | 107.6 | 146 | 201.68 | 281.6 | 362.4 | 444.64 | 536.32 | 669.6 | 708.48 | 633.28 | 690.4 | 690.4 | 690.4 | 690.4 | 7773.52
2021-07-04 | 669.6 | 633.28 | 669.6 | 633.28 | 560 | 475.52 | 602.72 | 633.28 | 620.8 | 581.92 | 581.92 | 669.6 | 728.96 | 728.96 | 728.96 | 728.96 | 728.96 | 720.96 | 620.8 | 475.52 | 401.92 | 380.8 | 346.24 | 330.08 | 14252.64
2021-07-05 | 330.08 | 313.92 | 330.08 | 401.92 | 444.64 | 444.64 | 454.4 | 581.92 | 633.28 | 690.4 | 720.96 | 791.68 | 804.16 | 812.16 | 804.16 | 804.16 | 791.68 | 728.96 | 633.28 | 581.92 | 581.92 | 518.24 | 444.64 | 313.92 | 13957.12
2021-07-06 | 213.2 | 146 | 117.2 | 167.12 | 213.2 | 178.64 | 117.2 | 61.84 | 35.6 | 35.6 | 35.6 | 61.84 | 107.6 | 190.16 | 297.76 | 313.92 | 254.24 | 167.12 | 107.6 | 136.4 | 254.24 | 454.4 | 536.32 | 560 | 4762.8
2021-07-07 | 620.8 | 669.6 | 633.28 | 690.4 | 690.4 | 581.92 | 690.4 | 728.96 | 728.96 | 708.48 | 633.28 | 620.8 | 602.72 | 581.92 | 602.72 | 620.8 | 620.8 | 602.72 | 560 | 475.52 | 444.64 | 444.64 | 475.52 | 475.52 | 14504.8
2021-07-08 | 444.64 | 444.64 | 423.84 | 380.8 | 330.08 | 254.24 | 190.16 | 167.12 | 146 | 126.8 | 91.92 | 55.28 | 20.24 | 0 | 0 | 0 | 0 | 0 | 0 | 0 | 10 | 15.12 | 10 | 0 | 3110.88
2021-07-09 | 0 | 0 | 0 | 0 | 0 | 0 | 15.12 | 30.48 | 48.72 | 55.28 | 55.28 | 55.28 | 55.28 | 55.28 | 48.72 | 48.72 | 61.84 | 91.92 | 146 | 190.16 | 190.16 | 190.16 | 178.64 | 155.6 | 1672.64
2021-07-10 | 136.4 | 126.8 | 126.8 | 126.8 | 136.4 | 117.2 | 99.76 | 107.6 | 99.76 | 84.08 | 55.28 | 35.6 | 42.16 | 76.24 | 136.4 | 213.2 | 267.92 | 297.76 | 267.92 | 213.2 | 167.12 | 136.4 | 107.6 | 76.24 | 3254.64
2021-07-11 | 42.16 | 0 | 0 | 0 | 0 | 0 | 0 | 0 | 0 | 0 | 0 | 0 | 0 | 0 | 10 | 42.16 | 68.4 | 84.08 | 76.24 | 42.16 | 20.24 | 0 | 0 | 0 | 385.44
2021-07-12 | 0 | 0 | 0 | 0 | 0 | 0 | 0 | 0 | 0 | 0 | 0 | 0 | 15.12 | 42.16 | 68.4 | 107.6 | 136.4 | 155.6 | 136.4 | 107.6 | 91.92 | 68.4 | 55.28 | 35.6 | 1020.48
2021-07-13 | 25.36 | 20.24 | 10 | 0 | 0 | 0 | 0 | 0 | 0 | 0 | 20.24 | 30.48 | 42.16 | 55.28 | 68.4 | 84.08 | 91.92 | 84.08 | 84.08 | 84.08 | 91.92 | 84.08 | 35.6 | 0 | 912
2021-07-14 | 0 | 0 | 0 | 0 | 0 | 0 | 0 | 0 | 25.36 | 42.16 | 84.08 | 155.6 | 254.24 | 401.92 | 536.32 | 669.6 | 804.16 | 889.36 | 934.4 | 966.4 | 974.24 | 990.8 | 990.8 | 966.4 | 9685.84
2021-07-15 | 934.4 | 876.48 | 728.96 | 720.96 | 620.8 | 536.32 | 497.44 | 346.24 | 226.88 | 146 | 99.76 | 76.24 | 55.28 | 42.16 | 30.48 | 20.24 | 0 | 0 | 0 | 0 | 0 | 0 | 76.24 | 201.68 | 6236.56
2021-07-16 | 297.76 | 330.08 | 346.24 | 401.92 | 475.52 | 444.64 | 581.92 | 720.96 | 889.36 | 966.4 | 990.8 | 1006.72 | 1011.36 | 1012 | 1012 | 1012 | 1012 | 1012 | 1006.88 | 995.04 | 993.76 | 974.24 | 884.48 | 804.16 | 19182.24
2021-07-17 | 804.16 | 804.16 | 804.16 | 791.68 | 804.16 | 804.16 | 975.52 | 1011.36 | 1012 | 1012 | 1012 | 1012 | 1012 | 1012 | 1012 | 1012 | 1012 | 1012 | 1006.88 | 994.88 | 974.24 | 974.24 | 934.4 | 876.48 | 22680.48
2021-07-18 | 720.96 | 560 | 454.4 | 423.84 | 362.4 | 267.92 | 226.88 | 254.24 | 281.6 | 281.6 | 267.92 | 240.56 | 226.88 | 213.2 | 178.64 | 155.6 | 126.8 | 91.92 | 68.4 | 30.48 | 0 | 0 | 0 | 0 | 5434.24
2021-07-19 | 0 | 0 | 0 | 0 | 0 | 0 | 0 | 0 | 15.12 | 35.6 | 42.16 | 48.72 | 55.28 | 68.4 | 91.92 | 136.4 | 201.68 | 254.24 | 240.56 | 155.6 | 68.4 | 42.16 | 35.6 | 48.72 | 1540.56
2021-07-20 | 68.4 | 99.76 | 107.6 | 117.2 | 107.6 | 84.08 | 76.24 | 84.08 | 76.24 | 55.28 | 35.6 | 20.24 | 10 | 0 | 10 | 20.24 | 35.6 | 42.16 | 42.16 | 42.16 | 35.6 | 25.36 | 0 | 0 | 1195.6
2021-07-21 | 0 | 0 | 0 | 0 | 0 | 0 | 0 | 0 | 0 | 0 | 0 | 0 | 0 | 0 | 0 | 0 | 0 | 0 | 0 | 0 | 10 | 0 | 0 | 0 | 10
2021-07-22 | 0 | 20.24 | 30.48 | 30.48 | 20.24 | 0 | 0 | 0 | 0 | 0 | 0 | 0 | 0 | 0 | 0 | 0 | 0 | 0 | 15.12 | 30.48 | 55.28 | 55.28 | 48.72 | 35.6 | 341.92
2021-07-23 | 20.24 | 0 | 0 | 0 | 0 | 0 | 0 | 10 | 15.12 | 15.12 | 15.12 | 15.12 | 15.12 | 15.12 | 25.36 | 35.6 | 42.16 | 55.28 | 68.4 | 68.4 | 68.4 | 61.84 | 61.84 | 61.84 | 670.08
2021-07-24 | 55.28 | 48.72 | 42.16 | 35.6 | 30.48 | 30.48 | 35.6 | 48.72 | 61.84 | 55.28 | 61.84 | 76.24 | 68.4 | 55.28 | 25.36 | 15.12 | 30.48 | 68.4 | 146 | 213.2 | 190.16 | 136.4 | 84.08 | 30.48 | 1645.6
2021-07-25 | 0 | 0 | 0 | 0 | 0 | 25.36 | 42.16 | 55.28 | 55.28 | 61.84 | 84.08 | 117.2 | 155.6 | 201.68 | 226.88 | 240.56 | 213.2 | 190.16 | 167.12 | 146 | 136.4 | 117.2 | 117.2 | 117.2 | 2470.4
2021-07-26 | 107.6 | 91.92 | 99.76 | 99.76 | 76.24 | 48.72 | 25.36 | 25.36 | 35.6 | 55.28 | 68.4 | 68.4 | 61.84 | 48.72 | 55.28 | 68.4 | 68.4 | 61.84 | 48.72 | 42.16 | 42.16 | 55.28 | 61.84 | 76.24 | 1493.28
2021-07-27 | 99.76 | 107.6 | 107.6 | 99.76 | 84.08 | 35.6 | 0 | 0 | 0 | 0 | 0 | 0 | 15.12 | 48.72 | 99.76 | 155.6 | 213.2 | 281.6 | 330.08 | 346.24 | 313.92 | 330.08 | 454.4 | 518.24 | 3641.36
2021-07-28 | 497.44 | 454.4 | 454.4 | 475.52 | 475.52 | 475.52 | 497.44 | 602.72 | 708.48 | 728.96 | 728.96 | 728.96 | 690.4 | 620.8 | 581.92 | 536.32 | 497.44 | 444.64 | 362.4 | 330.08 | 313.92 | 313.92 | 281.6 | 240.56 | 12042.32
2021-07-29 | 240.56 | 267.92 | 346.24 | 401.92 | 444.64 | 444.64 | 454.4 | 518.24 | 560 | 581.92 | 560 | 536.32 | 518.24 | 475.52 | 423.84 | 362.4 | 297.76 | 240.56 | 190.16 | 155.6 | 167.12 | 190.16 | 178.64 | 167.12 | 8723.92
2021-07-30 | 155.6 | 146 | 136.4 | 126.8 | 99.76 | 68.4 | 35.6 | 15.12 | 0 | 0 | 0 | 20.24 | 48.72 | 91.92 | 146 | 190.16 | 226.88 | 240.56 | 240.56 | 240.56 | 226.88 | 226.88 | 226.88 | 254.24 | 3164.16
2021-07-31 | 281.6 | 346.24 | 401.92 | 401.92 | 401.92 | 475.52 | 497.44 | 497.44 | 475.52 | 454.4 | 444.64 | 423.84 | 380.8 | 401.92 | 423.84 | 444.64 | 475.52 | 497.44 | 497.44 | 475.52 | 497.44 | 497.44 | 475.52 | 454.4 | 10624.32
2021-08-01 | 423.84 | 401.92 | 401.92 | 423.84 | 423.84 | 380.8 | 401.92 | 380.8 | 346.24 | 297.76 | 254.24 | 226.88 | 213.2 | 201.68 | 213.2 | 240.56 | 281.6 | 297.76 | 281.6 | 240.56 | 178.64 | 136.4 | 99.76 | 84.08 | 6833.04
2021-08-02 | 76.24 | 84.08 | 84.08 | 84.08 | 68.4 | 42.16 | 20.24 | 0 | 0 | 0 | 0 | 0 | 0 | 0 | 0 | 0 | 0 | 0 | 0 | 25.36 | 61.84 | 76.24 | 68.4 | 55.28 | 746.4
2021-08-03 | 35.6 | 30.48 | 20.24 | 0 | 0 | 0 | 0 | 0 | 0 | 0 | 0 | 0 | 0 | 0 | 0 | 0 | 0 | 0 | 0 | 0 | 0 | 0 | 0 | 0 | 86.32
2021-08-04 | 0 | 0 | 0 | 10 | 25.36 | 42.16 | 42.16 | 48.72 | 61.84 | 76.24 | 84.08 | 99.76 | 99.76 | 68.4 | 35.6 | 20.24 | 0 | 0 | 0 | 20.24 | 76.24 | 117.2 | 126.8 | 126.8 | 1181.6
2021-08-05 | 136.4 | 167.12 | 190.16 | 201.68 | 254.24 | 267.92 | 254.24 | 281.6 | 362.4 | 346.24 | 362.4 | 423.84 | 497.44 | 560 | 620.8 | 728.96 | 817.04 | 892.32 | 966.4 | 971.28 | 926.4 | 926.4 | 939.28 | 971.28 | 13065.84
2021-08-06 | 934.4 | 892.32 | 939.28 | 966.4 | 892.32 | 892.32 | 939.28 | 990.8 | 1006.88 | 1011.36 | 1012 | 1012 | 1011.36 | 1011.36 | 1012 | 1012 | 1006.88 | 975.36 | 926.4 | 884.48 | 817.04 | 812.16 | 804.16 | 817.04 | 22579.6
2021-08-07 | 884.48 | 884.48 | 876.48 | 804.16 | 728.96 | 633.28 | 497.44 | 401.92 | 346.24 | 346.24 | 423.84 | 536.32 | 690.4 | 728.96 | 804.16 | 804.16 | 791.68 | 728.96 | 690.4 | 708.48 | 690.4 | 669.6 | 602.72 | 581.92 | 15855.68
2021-08-08 | 536.32 | 497.44 | 475.52 | 454.4 | 444.64 | 380.8 | 297.76 | 330.08 | 346.24 | 330.08 | 297.76 | 267.92 | 226.88 | 178.64 | 136.4 | 117.2 | 107.6 | 99.76 | 91.92 | 84.08 | 76.24 | 48.72 | 30.48 | 35.6 | 5892.48
2021-08-09 | 55.28 | 84.08 | 107.6 | 126.8 | 136.4 | 146 | 126.8 | 107.6 | 99.76 | 76.24 | 68.4 | 68.4 | 61.84 | 68.4 | 76.24 | 91.92 | 107.6 | 146 | 155.6 | 155.6 | 178.64 | 190.16 | 213.2 | 213.2 | 2861.76
2021-08-10 | 213.2 | 201.68 | 190.16 | 155.6 | 117.2 | 91.92 | 61.84 | 48.72 | 35.6 | 30.48 | 25.36 | 15.12 | 0 | 0 | 0 | 0 | 0 | 0 | 0 | 0 | 0 | 0 | 30.48 | 61.84 | 1279.2
2021-08-11 | 107.6 | 167.12 | 254.24 | 313.92 | 380.8 | 444.64 | 454.4 | 518.24 | 581.92 | 536.32 | 536.32 | 669.6 | 812.16 | 876.48 | 804.16 | 475.52 | 213.2 | 213.2 | 444.64 | 669.6 | 690.4 | 602.72 | 536.32 | 444.64 | 11748.16
2021-08-12 | 346.24 | 281.6 | 201.68 | 99.76 | 25.36 | 0 | 0 | 0 | 76.24 | 254.24 | 454.4 | 602.72 | 690.4 | 791.68 | 876.48 | 892.32 | 884.48 | 876.48 | 876.48 | 804.16 | 728.96 | 720.96 | 602.72 | 444.64 | 11532
2021-08-13 | 380.8 | 454.4 | 518.24 | 581.92 | 633.28 | 728.96 | 804.16 | 812.16 | 817.04 | 934.4 | 975.52 | 993.76 | 975.52 | 934.4 | 876.48 | 876.48 | 884.48 | 876.48 | 876.48 | 926.4 | 939.28 | 975.36 | 990.8 | 975.36 | 19742.16
2021-08-14 | 971.28 | 942.24 | 934.4 | 892.32 | 876.48 | 817.04 | 791.68 | 791.68 | 728.96 | 633.28 | 560 | 454.4 | 401.92 | 362.4 | 362.4 | 401.92 | 380.8 | 313.92 | 226.88 | 178.64 | 167.12 | 190.16 | 213.2 | 240.56 | 12833.68
2021-08-15 | 297.76 | 346.24 | 401.92 | 444.64 | 380.8 | 346.24 | 346.24 | 380.8 | 346.24 | 281.6 | 240.56 | 254.24 | 281.6 | 362.4 | 475.52 | 620.8 | 728.96 | 804.16 | 728.96 | 728.96 | 804.16 | 804.16 | 812.16 | 812.16 | 12031.28
2021-08-16 | 876.48 | 889.36 | 884.48 | 876.48 | 817.04 | 728.96 | 620.8 | 518.24 | 423.84 | 313.92 | 267.92 | 240.56 | 213.2 | 213.2 | 254.24 | 281.6 | 267.92 | 240.56 | 226.88 | 254.24 | 330.08 | 362.4 | 346.24 | 330.08 | 10778.72
2021-08-17 | 362.4 | 330.08 | 380.8 | 444.64 | 497.44 | 454.4 | 423.84 | 620.8 | 728.96 | 791.68 | 791.68 | 804.16 | 804.16 | 804.16 | 804.16 | 817.04 | 876.48 | 876.48 | 812.16 | 728.96 | 791.68 | 817.04 | 728.96 | 791.68 | 16283.84
2021-08-18 | 812.16 | 817.04 | 889.36 | 966.4 | 995.04 | 1006.88 | 1011.36 | 1012 | 1012 | 1012 | 1012 | 1011.2 | 995.04 | 942.24 | 817.04 | 720.96 | 581.92 | 444.64 | 313.92 | 240.56 | 190.16 | 136.4 | 99.76 | 76.24 | 17116.32
2021-08-19 | 68.4 | 61.84 | 55.28 | 55.28 | 48.72 | 25.36 | 0 | 0 | 0 | 0 | 0 | 0 | 0 | 0 | 0 | 0 | 20.24 | 48.72 | 76.24 | 99.76 | 107.6 | 91.92 | 91.92 | 99.76 | 951.04
2021-08-20 | 107.6 | 126.8 | 146 | 155.6 | 178.64 | 201.68 | 201.68 | 201.68 | 213.2 | 213.2 | 226.88 | 254.24 | 281.6 | 330.08 | 380.8 | 454.4 | 497.44 | 560 | 633.28 | 690.4 | 728.96 | 690.4 | 633.28 | 669.6 | 8777.44
2021-08-21 | 720.96 | 728.96 | 720.96 | 602.72 | 444.64 | 313.92 | 201.68 | 107.6 | 61.84 | 42.16 | 25.36 | 10 | 0 | 0 | 0 | 0 | 0 | 0 | 0 | 0 | 0 | 0 | 0 | 0 | 3980.8
2021-08-22 | 0 | 0 | 25.36 | 35.6 | 42.16 | 48.72 | 48.72 | 25.36 | 0 | 0 | 0 | 0 | 0 | 0 | 0 | 0 | 0 | 0 | 0 | 0 | 0 | 0 | 0 | 20.24 | 246.16
2021-08-23 | 15.12 | 0 | 0 | 10 | 20.24 | 10 | 0 | 0 | 0 | 0 | 0 | 0 | 0 | 0 | 0 | 0 | 0 | 0 | 0 | 15.12 | 30.48 | 25.36 | 0 | 0 | 126.32
2021-08-24 | 0 | 0 | 0 | 0 | 0 | 0 | 0 | 0 | 0 | 0 | 0 | 0 | 0 | 0 | 0 | 25.36 | 61.84 | 99.76 | 136.4 | 126.8 | 84.08 | 30.48 | 0 | 10 | 574.72
2021-08-25 | 35.6 | 76.24 | 136.4 | 213.2 | 281.6 | 346.24 | 297.76 | 267.92 | 346.24 | 401.92 | 362.4 | 330.08 | 297.76 | 267.92 | 267.92 | 281.6 | 313.92 | 313.92 | 281.6 | 254.24 | 254.24 | 226.88 | 190.16 | 146 | 6191.76
2021-08-26 | 117.2 | 99.76 | 84.08 | 76.24 | 76.24 | 91.92 | 91.92 | 76.24 | 68.4 | 55.28 | 42.16 | 25.36 | 20.24 | 15.12 | 15.12 | 30.48 | 61.84 | 91.92 | 136.4 | 155.6 | 136.4 | 91.92 | 48.72 | 20.24 | 1728.8
2021-08-27 | 0 | 0 | 0 | 0 | 0 | 0 | 0 | 0 | 0 | 10 | 0 | 0 | 0 | 0 | 0 | 0 | 10 | 15.12 | 30.48 | 48.72 | 48.72 | 48.72 | 42.16 | 30.48 | 284.4
2021-08-28 | 15.12 | 0 | 0 | 0 | 0 | 0 | 0 | 0 | 0 | 0 | 0 | 0 | 0 | 0 | 0 | 30.48 | 61.84 | 91.92 | 117.2 | 126.8 | 167.12 | 254.24 | 313.92 | 313.92 | 1492.56
2021-08-29 | 313.92 | 297.76 | 297.76 | 267.92 | 226.88 | 201.68 | 146 | 117.2 | 91.92 | 84.08 | 91.92 | 99.76 | 117.2 | 126.8 | 126.8 | 126.8 | 126.8 | 136.4 | 136.4 | 136.4 | 126.8 | 107.6 | 84.08 | 61.84 | 3650.72
2021-08-30 | 48.72 | 42.16 | 42.16 | 48.72 | 68.4 | 84.08 | 99.76 | 117.2 | 136.4 | 136.4 | 136.4 | 126.8 | 107.6 | 107.6 | 117.2 | 126.8 | 146 | 167.12 | 190.16 | 213.2 | 201.68 | 146 | 99.76 | 68.4 | 2778.72
2021-08-31 | 68.4 | 91.92 | 126.8 | 167.12 | 201.68 | 240.56 | 240.56 | 240.56 | 240.56 | 201.68 | 167.12 | 146 | 136.4 | 136.4 | 136.4 | 146 | 155.6 | 178.64 | 240.56 | 313.92 | 362.4 | 362.4 | 313.92 | 254.24 | 4869.84
2021-09-01 | 226.88 | 240.56 | 267.92 | 313.92 | 362.4 | 444.64 | 444.64 | 423.84 | 401.92 | 330.08 | 267.92 | 226.88 | 213.2 | 190.16 | 178.64 | 167.12 | 167.12 | 155.6 | 155.6 | 167.12 | 155.6 | 117.2 | 61.84 | 20.24 | 5701.04
2021-09-02 | 0 | 0 | 0 | 0 | 0 | 0 | 0 | 0 | 0 | 0 | 0 | 0 | 0 | 0 | 0 | 0 | 0 | 0 | 10 | 35.6 | 42.16 | 30.48 | 20.24 | 10 | 148.48
2021-09-03 | 0 | 0 | 0 | 0 | 10 | 0 | 0 | 0 | 0 | 0 | 0 | 0 | 0 | 0 | 10 | 30.48 | 55.28 | 76.24 | 107.6 | 107.6 | 99.76 | 84.08 | 76.24 | 68.4 | 725.68
2021-09-04 | 68.4 | 68.4 | 61.84 | 61.84 | 61.84 | 61.84 | 61.84 | 55.28 | 48.72 | 42.16 | 30.48 | 30.48 | 30.48 | 35.6 | 48.72 | 61.84 | 68.4 | 76.24 | 84.08 | 91.92 | 107.6 | 136.4 | 167.12 | 213.2 | 1774.72
2021-09-05 | 254.24 | 313.92 | 346.24 | 330.08 | 297.76 | 297.76 | 281.6 | 213.2 | 213.2 | 240.56 | 226.88 | 213.2 | 190.16 | 117.2 | 55.28 | 61.84 | 55.28 | 61.84 | 91.92 | 126.8 | 146 | 155.6 | 146 | 136.4 | 4572.96
2021-09-06 | 126.8 | 126.8 | 117.2 | 84.08 | 61.84 | 35.6 | 25.36 | 10 | 20.24 | 30.48 | 42.16 | 61.84 | 91.92 | 136.4 | 167.12 | 178.64 | 190.16 | 240.56 | 380.8 | 423.84 | 454.4 | 518.24 | 536.32 | 536.32 | 4597.12
2021-09-07 | 581.92 | 602.72 | 560 | 518.24 | 401.92 | 330.08 | 240.56 | 155.6 | 240.56 | 297.76 | 281.6 | 240.56 | 201.68 | 167.12 | 126.8 | 76.24 | 25.36 | 0 | 0 | 0 | 0 | 0 | 0 | 0 | 5048.72
2021-09-08 | 0 | 0 | 0 | 0 | 0 | 0 | 0 | 0 | 0 | 0 | 0 | 0 | 0 | 0 | 0 | 0 | 0 | 91.92 | 213.2 | 330.08 | 362.4 | 330.08 | 267.92 | 226.88 | 1822.48
2021-09-09 | 201.68 | 213.2 | 330.08 | 444.64 | 497.44 | 536.32 | 518.24 | 454.4 | 497.44 | 475.52 | 454.4 | 444.64 | 380.8 | 362.4 | 330.08 | 313.92 | 313.92 | 297.76 | 313.92 | 330.08 | 313.92 | 267.92 | 213.2 | 167.12 | 8673.04
2021-09-10 | 126.8 | 68.4 | 30.48 | 0 | 0 | 0 | 0 | 0 | 0 | 0 | 0 | 0 | 0 | 0 | 0 | 0 | 0 | 0 | 0 | 0 | 0 | 0 | 0 | 0 | 225.68
2021-09-11 | 15.12 | 20.24 | 30.48 | 42.16 | 61.84 | 117.2 | 178.64 | 213.2 | 401.92 | 581.92 | 728.96 | 876.48 | 926.4 | 966.4 | 966.4 | 939.28 | 876.48 | 708.48 | 581.92 | 560 | 581.92 | 602.72 | 620.8 | 536.32 | 12135.28
2021-09-12 | 475.52 | 401.92 | 313.92 | 297.76 | 297.76 | 297.76 | 313.92 | 297.76 | 297.76 | 240.56 | 146 | 76.24 | 48.72 | 35.6 | 20.24 | 10 | 0 | 0 | 0 | 0 | 0 | 0 | 0 | 0 | 3571.44
2021-09-13 | 20.24 | 42.16 | 61.84 | 76.24 | 99.76 | 117.2 | 136.4 | 117.2 | 146 | 155.6 | 136.4 | 107.6 | 84.08 | 61.84 | 42.16 | 30.48 | 25.36 | 48.72 | 99.76 | 167.12 | 226.88 | 240.56 | 254.24 | 267.92 | 2765.76
2021-09-14 | 254.24 | 240.56 | 213.2 | 167.12 | 117.2 | 68.4 | 48.72 | 25.36 | 0 | 0 | 0 | 0 | 0 | 0 | 0 | 0 | 0 | 0 | 0 | 0 | 0 | 0 | 0 | 0 | 1134.8
2021-09-15 | 0 | 0 | 0 | 0 | 0 | 0 | 0 | 0 | 0 | 0 | 0 | 0 | 0 | 0 | 0 | 0 | 0 | 0 | 0 | 0 | 0 | 0 | 0 | 48.72 | 48.72
2021-09-16 | 136.4 | 240.56 | 313.92 | 330.08 | 346.24 | 313.92 | 254.24 | 146 | 107.6 | 68.4 | 25.36 | 0 | 0 | 15.12 | 35.6 | 61.84 | 107.6 | 226.88 | 401.92 | 497.44 | 518.24 | 560 | 602.72 | 633.28 | 5943.36
2021-09-17 | 633.28 | 669.6 | 708.48 | 669.6 | 690.4 | 708.48 | 720.96 | 728.96 | 708.48 | 791.68 | 817.04 | 812.16 | 812.16 | 728.96 | 536.32 | 362.4 | 254.24 | 146 | 117.2 | 126.8 | 136.4 | 117.2 | 76.24 | 55.28 | 12128.32
2021-09-18 | 42.16 | 30.48 | 20.24 | 35.6 | 55.28 | 84.08 | 99.76 | 84.08 | 61.84 | 55.28 | 48.72 | 42.16 | 30.48 | 30.48 | 30.48 | 20.24 | 10 | 20.24 | 55.28 | 91.92 | 126.8 | 155.6 | 146 | 117.2 | 1494.4
2021-09-19 | 126.8 | 99.76 | 61.84 | 35.6 | 20.24 | 25.36 | 61.84 | 99.76 | 84.08 | 107.6 | 155.6 | 201.68 | 226.88 | 267.92 | 313.92 | 281.6 | 190.16 | 117.2 | 76.24 | 35.6 | 35.6 | 55.28 | 91.92 | 136.4 | 2908.88
2021-09-20 | 155.6 | 167.12 | 178.64 | 226.88 | 313.92 | 380.8 | 497.44 | 536.32 | 690.4 | 812.16 | 884.48 | 966.4 | 993.76 | 1005.6 | 994.88 | 974.24 | 966.4 | 966.4 | 966.4 | 942.24 | 939.28 | 942.24 | 966.4 | 942.24 | 17410.24
2021-09-21 | 876.48 | 876.48 | 817.04 | 804.16 | 720.96 | 581.92 | 669.6 | 804.16 | 889.36 | 995.04 | 1006.88 | 1011.36 | 1012 | 1012 | 1012 | 1012 | 1012 | 1012 | 1012 | 1012 | 1012 | 1012 | 1012 | 1012 | 22197.44
2021-09-22 | 1012 | 1012 | 1012 | 1012 | 1012 | 1012 | 1012 | 1005.6 | 971.28 | 975.52 | 974.24 | 892.32 | 889.36 | 817.04 | 876.48 | 876.48 | 804.16 | 812.16 | 884.48 | 934.4 | 975.52 | 1011.36 | 1012 | 1012 | 22808.4
2021-09-23 | 1012 | 1012 | 1012 | 1012 | 1012 | 1012 | 1012 | 1012 | 1012 | 1011.36 | 942.24 | 720.96 | 536.32 | 444.64 | 401.92 | 330.08 | 178.64 | 91.92 | 190.16 | 518.24 | 804.16 | 975.52 | 1012 | 1012 | 18278.16
2021-09-24 | 1012 | 1012 | 1012 | 1012 | 1012 | 1012 | 1012 | 1012 | 1012 | 1012 | 1012 | 1012 | 1012 | 1012 | 1012 | 1012 | 1011.2 | 974.24 | 884.48 | 804.16 | 690.4 | 669.6 | 669.6 | 497.44 | 22393.12
2021-09-25 | 380.8 | 401.92 | 362.4 | 346.24 | 330.08 | 380.8 | 401.92 | 401.92 | 423.84 | 444.64 | 560 | 720.96 | 728.96 | 708.48 | 581.92 | 444.64 | 346.24 | 313.92 | 330.08 | 346.24 | 423.84 | 518.24 | 633.28 | 804.16 | 11335.52
2021-09-26 | 804.16 | 791.68 | 708.48 | 791.68 | 812.16 | 812.16 | 804.16 | 804.16 | 791.68 | 884.48 | 975.52 | 995.04 | 1005.6 | 994.88 | 942.24 | 884.48 | 728.96 | 690.4 | 620.8 | 380.8 | 146 | 35.6 | 10 | 84.08 | 16499.2
2021-09-27 | 297.76 | 401.92 | 401.92 | 267.92 | 117.2 | 48.72 | 10 | 0 | 15.12 | 126.8 | 330.08 | 423.84 | 475.52 | 560 | 804.16 | 939.28 | 994.88 | 1006.72 | 990.8 | 939.28 | 884.48 | 817.04 | 812.16 | 804.16 | 12469.76
2021-09-28 | 804.16 | 812.16 | 876.48 | 884.48 | 876.48 | 876.48 | 817.04 | 817.04 | 817.04 | 892.32 | 892.32 | 884.48 | 876.48 | 812.16 | 708.48 | 497.44 | 346.24 | 267.92 | 136.4 | 107.6 | 136.4 | 155.6 | 146 | 146 | 14587.2
2021-09-29 | 155.6 | 155.6 | 155.6 | 267.92 | 475.52 | 633.28 | 728.96 | 728.96 | 690.4 | 812.16 | 804.16 | 728.96 | 728.96 | 720.96 | 708.48 | 620.8 | 423.84 | 346.24 | 401.92 | 380.8 | 267.92 | 155.6 | 117.2 | 117.2 | 11327.04
2021-09-30 | 155.6 | 254.24 | 401.92 | 620.8 | 884.48 | 994.88 | 1011.36 | 1012 | 1006.88 | 939.28 | 728.96 | 633.28 | 620.8 | 690.4 | 804.16 | 817.04 | 884.48 | 876.48 | 804.16 | 620.8 | 444.64 | 313.92 | 178.64 | 76.24 | 15775.44
2021-10-01 | 0 | 0 | 48.72 | 178.64 | 423.84 | 633.28 | 620.8 | 602.72 | 1006.88 | 1012 | 1012 | 1012 | 1012 | 1012 | 1012 | 1012 | 1012 | 1012 | 1012 | 1012 | 1012 | 1012 | 1012 | 1011.2 | 18694.08
2021-10-02 | 1006.88 | 990.8 | 934.4 | 926.4 | 934.4 | 934.4 | 939.28 | 926.4 | 884.48 | 926.4 | 812.16 | 728.96 | 934.4 | 1011.2 | 1012 | 1012 | 1012 | 990.8 | 812.16 | 518.24 | 254.24 | 91.92 | 20.24 | 91.92 | 18706.08
2021-10-03 | 401.92 | 728.96 | 892.32 | 942.24 | 942.24 | 966.4 | 966.4 | 934.4 | 892.32 | 974.24 | 1006.88 | 1012 | 1012 | 1012 | 1012 | 1012 | 1012 | 1012 | 1012 | 1012 | 1012 | 1012 | 1011.36 | 1006.88 | 22798.56
2021-10-04 | 1005.6 | 994.88 | 975.52 | 892.32 | 812.16 | 804.16 | 720.96 | 620.8 | 497.44 | 475.52 | 454.4 | 401.92 | 330.08 | 254.24 | 201.68 | 126.8 | 61.84 | 42.16 | 30.48 | 25.36 | 25.36 | 35.6 | 42.16 | 35.6 | 9867.04
2021-10-05 | 35.6 | 35.6 | 61.84 | 117.2 | 155.6 | 213.2 | 346.24 | 423.84 | 454.4 | 581.92 | 720.96 | 804.16 | 884.48 | 939.28 | 974.24 | 974.24 | 942.24 | 934.4 | 939.28 | 926.4 | 876.48 | 812.16 | 791.68 | 804.16 | 14749.6
2021-10-06 | 791.68 | 728.96 | 690.4 | 602.72 | 475.52 | 362.4 | 240.56 | 136.4 | 68.4 | 10 | 0 | 0 | 0 | 0 | 15.12 | 68.4 | 178.64 | 423.84 | 633.28 | 791.68 | 926.4 | 975.36 | 990.8 | 966.4 | 10076.96
2021-10-07 | 926.4 | 889.36 | 817.04 | 812.16 | 884.48 | 892.32 | 974.24 | 971.28 | 817.04 | 804.16 | 728.96 | 812.16 | 876.48 | 876.48 | 812.16 | 728.96 | 728.96 | 669.6 | 708.48 | 728.96 | 708.48 | 633.28 | 581.92 | 475.52 | 18858.88
2021-10-08 | 281.6 | 136.4 | 84.08 | 61.84 | 10 | 0 | 0 | 0 | 48.72 | 55.28 | 48.72 | 68.4 | 117.2 | 178.64 | 240.56 | 281.6 | 267.92 | 240.56 | 267.92 | 297.76 | 362.4 | 475.52 | 518.24 | 536.32 | 4579.68
2021-10-09 | 560 | 602.72 | 602.72 | 602.72 | 602.72 | 581.92 | 690.4 | 884.48 | 892.32 | 804.16 | 690.4 | 633.28 | 454.4 | 346.24 | 313.92 | 281.6 | 267.92 | 297.76 | 423.84 | 518.24 | 560 | 560 | 581.92 | 620.8 | 13374.48
2021-10-10 | 633.28 | 669.6 | 690.4 | 708.48 | 720.96 | 812.16 | 889.36 | 974.24 | 1006.72 | 1011.36 | 1012 | 1012 | 1012 | 1012 | 1012 | 1012 | 1012 | 1012 | 1012 | 1012 | 1006.88 | 974.24 | 926.4 | 884.48 | 22028.56
2021-10-11 | 812.16 | 728.96 | 728.96 | 728.96 | 708.48 | 708.48 | 708.48 | 690.4 | 633.28 | 720.96 | 804.16 | 817.04 | 804.16 | 708.48 | 690.4 | 633.28 | 497.44 | 423.84 | 380.8 | 226.88 | 91.92 | 10 | 0 | 0 | 13257.52
2021-10-12 | 68.4 | 167.12 | 240.56 | 201.68 | 117.2 | 55.28 | 10 | 0 | 0 | 0 | 0 | 0 | 0 | 0 | 0 | 0 | 0 | 0 | 10 | 42.16 | 91.92 | 190.16 | 330.08 | 497.44 | 2022
2021-10-13 | 708.48 | 934.4 | 975.36 | 975.36 | 974.24 | 971.28 | 975.36 | 975.36 | 966.4 | 939.28 | 971.28 | 975.52 | 993.76 | 975.52 | 974.24 | 939.28 | 975.36 | 990.8 | 990.8 | 1005.6 | 1006.88 | 1006.88 | 995.04 | 1006.72 | 23203.2
2021-10-14 | 1006.88 | 1011.2 | 1011.36 | 1011.36 | 1012 | 1012 | 1012 | 1012 | 1012 | 1012 | 1012 | 1012 | 1012 | 1012 | 1012 | 1012 | 1012 | 1011.36 | 1006.88 | 1006.88 | 1006.88 | 1006.88 | 995.04 | 966.4 | 24197.12
2021-10-15 | 876.48 | 804.16 | 720.96 | 669.6 | 633.28 | 633.28 | 620.8 | 620.8 | 560 | 497.44 | 518.24 | 620.8 | 690.4 | 728.96 | 728.96 | 728.96 | 708.48 | 690.4 | 669.6 | 633.28 | 620.8 | 602.72 | 581.92 | 560 | 15720.32
2021-10-16 | 536.32 | 518.24 | 518.24 | 475.52 | 423.84 | 380.8 | 380.8 | 380.8 | 330.08 | 281.6 | 281.6 | 226.88 | 155.6 | 91.92 | 25.36 | 0 | 0 | 0 | 0 | 0 | 0 | 20.24 | 55.28 | 126.8 | 5209.92
2021-10-17 | 201.68 | 240.56 | 281.6 | 362.4 | 454.4 | 620.8 | 791.68 | 889.36 | 892.32 | 884.48 | 804.16 | 791.68 | 812.16 | 804.16 | 791.68 | 791.68 | 804.16 | 812.16 | 812.16 | 884.48 | 884.48 | 889.36 | 884.48 | 876.48 | 17262.56
2021-10-18 | 817.04 | 817.04 | 804.16 | 728.96 | 720.96 | 720.96 | 690.4 | 536.32 | 401.92 | 362.4 | 444.64 | 669.6 | 926.4 | 926.4 | 971.28 | 975.52 | 994.88 | 990.8 | 817.04 | 817.04 | 804.16 | 720.96 | 669.6 | 708.48 | 18036.96
2021-10-19 | 720.96 | 690.4 | 633.28 | 669.6 | 728.96 | 690.4 | 633.28 | 620.8 | 423.84 | 281.6 | 167.12 | 107.6 | 155.6 | 155.6 | 61.84 | 76.24 | 267.92 | 728.96 | 1006.88 | 1012 | 1006.88 | 990.8 | 939.28 | 939.28 | 13709.12
2021-10-20 | 1006.72 | 1012 | 1012 | 1012 | 1012 | 1012 | 1012 | 1012 | 1012 | 1012 | 1012 | 1006.88 | 934.4 | 974.24 | 975.52 | 995.04 | 995.04 | 1005.6 | 1005.6 | 993.76 | 974.24 | 975.52 | 1011.36 | 1012 | 23985.92
2021-10-21 | 1012 | 1012 | 1012 | 1012 | 1012 | 1012 | 1012 | 1011.36 | 1006.88 | 975.52 | 995.04 | 1006.88 | 1012 | 1012 | 1012 | 1012 | 1012 | 1012 | 1012 | 1012 | 1012 | 1012 | 1012 | 1012 | 24223.68
2021-10-22 | 1012 | 1012 | 1012 | 1012 | 1012 | 1006.72 | 990.8 | 942.24 | 812.16 | 620.8 | 620.8 | 560 | 475.52 | 401.92 | 281.6 | 178.64 | 126.8 | 91.92 | 55.28 | 35.6 | 25.36 | 42.16 | 117.2 | 226.88 | 12672.4
2021-10-23 | 330.08 | 380.8 | 423.84 | 497.44 | 602.72 | 708.48 | 791.68 | 804.16 | 892.32 | 971.28 | 995.04 | 993.76 | 994.88 | 1005.6 | 1006.72 | 1006.88 | 1011.2 | 1011.2 | 1011.36 | 1011.36 | 1011.36 | 1012 | 1012 | 1012 | 20498.16
2021-10-24 | 1011.36 | 1006.88 | 1005.6 | 1006.88 | 993.76 | 889.36 | 791.68 | 728.96 | 720.96 | 633.28 | 633.28 | 804.16 | 817.04 | 812.16 | 804.16 | 804.16 | 817.04 | 889.36 | 892.32 | 892.32 | 876.48 | 812.16 | 720.96 | 602.72 | 19967.04
2021-10-25 | 536.32 | 720.96 | 812.16 | 884.48 | 934.4 | 934.4 | 966.4 | 975.36 | 994.88 | 1006.72 | 1011.36 | 1011.36 | 1011.36 | 1012 | 1011.36 | 1006.88 | 993.76 | 966.4 | 812.16 | 720.96 | 720.96 | 720.96 | 708.48 | 690.4 | 21164.48
2021-10-26 | 669.6 | 620.8 | 536.32 | 497.44 | 454.4 | 444.64 | 497.44 | 581.92 | 720.96 | 966.4 | 990.8 | 994.88 | 1006.88 | 1011.36 | 1011.36 | 1012 | 1012 | 1011.36 | 1006.72 | 971.28 | 971.28 | 971.28 | 934.4 | 812.16 | 19707.68
2021-10-27 | 620.8 | 423.84 | 380.8 | 423.84 | 560 | 708.48 | 804.16 | 817.04 | 812.16 | 728.96 | 728.96 | 669.6 | 633.28 | 581.92 | 518.24 | 560 | 401.92 | 281.6 | 254.24 | 297.76 | 313.92 | 281.6 | 297.76 | 267.92 | 12368.8
2021-10-28 | 240.56 | 254.24 | 297.76 | 362.4 | 313.92 | 362.4 | 401.92 | 401.92 | 362.4 | 297.76 | 226.88 | 126.8 | 61.84 | 61.84 | 68.4 | 84.08 | 107.6 | 146 | 167.12 | 136.4 | 107.6 | 68.4 | 55.28 | 30.48 | 4744
2021-10-29 | 0 | 0 | 0 | 0 | 0 | 0 | 0 | 0 | 0 | 15.12 | 25.36 | 48.72 | 76.24 | 178.64 | 401.92 | 633.28 | 804.16 | 804.16 | 669.6 | 560 | 669.6 | 791.68 | 728.96 | 690.4 | 7097.84
2021-10-30 | 518.24 | 346.24 | 401.92 | 444.64 | 602.72 | 876.48 | 1005.6 | 1012 | 1012 | 1006.72 | 804.16 | 536.32 | 346.24 | 226.88 | 201.68 | 267.92 | 454.4 | 633.28 | 728.96 | 804.16 | 876.48 | 876.48 | 817.04 | 812.16 | 15612.72
2021-10-31 | 804.16 | 690.4 | 497.44 | 313.92 | 146 | 55.28 | 42.16 | 136.4 | 346.24 | 518.24 | 708.48 | 974.24 | 1012 | 1012 | 1012 | 1012 | 1012 | 1012 | 1012 | 942.24 | 380.8 | 25.36 | 0 | 0 | 13665.36
2021-11-01 | 0 | 0 | 0 | 0 | 0 | 48.72 | 178.64 | 380.8 | 669.6 | 812.16 | 934.4 | 994.88 | 1011.36 | 1012 | 1012 | 1012 | 1012 | 1012 | 1011.36 | 1011.36 | 1006.88 | 993.76 | 971.28 | 966.4 | 16051.6
2021-11-02 | 889.36 | 804.16 | 690.4 | 633.28 | 602.72 | 581.92 | 560 | 581.92 | 536.32 | 444.64 | 380.8 | 380.8 | 380.8 | 362.4 | 362.4 | 423.84 | 475.52 | 497.44 | 536.32 | 581.92 | 560 | 560 | 602.72 | 633.28 | 13062.96
2021-11-03 | 690.4 | 728.96 | 791.68 | 817.04 | 889.36 | 966.4 | 974.24 | 971.28 | 966.4 | 966.4 | 993.76 | 995.04 | 1006.88 | 1006.88 | 1006.88 | 1006.88 | 1006.88 | 1006.88 | 995.04 | 990.8 | 971.28 | 974.24 | 990.8 | 975.52 | 22689.92
2021-11-04 | 971.28 | 966.4 | 974.24 | 974.24 | 971.28 | 942.24 | 934.4 | 926.4 | 876.48 | 804.16 | 728.96 | 812.16 | 804.16 | 791.68 | 690.4 | 669.6 | 720.96 | 708.48 | 804.16 | 889.36 | 926.4 | 934.4 | 934.4 | 876.48 | 20632.72
2021-11-05 | 804.16 | 817.04 | 884.48 | 876.48 | 728.96 | 720.96 | 708.48 | 690.4 | 690.4 | 633.28 | 720.96 | 812.16 | 892.32 | 942.24 | 966.4 | 939.28 | 892.32 | 876.48 | 812.16 | 728.96 | 720.96 | 728.96 | 720.96 | 728.96 | 19037.76
2021-11-06 | 720.96 | 669.6 | 633.28 | 669.6 | 708.48 | 804.16 | 966.4 | 1006.88 | 1012 | 1012 | 1012 | 1012 | 1012 | 1012 | 1012 | 0 | 0 | 1012 | 1012 | 1012 | 1012 | 1012 | 0 | 0 | 18323.36
2021-11-07 | 0 | 0 | 0 | 0 | 0 | 0 | 0 | 0 | 1012 | 1012 | 1012 | 1012 | 1012 | 1012 | 1012 | 1012 | 1012 | 1012 | 1006.88 | 942.24 | 804.16 | 690.4 | 620.8 | 602.72 | 14787.2
2021-11-08 | 475.52 | 226.88 | 55.28 | 0 | 20.24 | 178.64 | 401.92 | 560 | 690.4 | 690.4 | 669.6 | 708.48 | 812.16 | 966.4 | 975.52 | 995.04 | 1006.88 | 1011.36 | 1006.88 | 975.52 | 889.36 | 889.36 | 926.4 | 1006.72 | 16138.96
2021-11-09 | 1006.88 | 1006.88 | 1006.88 | 995.04 | 942.24 | 884.48 | 812.16 | 876.48 | 926.4 | 990.8 | 1005.6 | 995.04 | 995.04 | 995.04 | 975.52 | 939.28 | 889.36 | 876.48 | 876.48 | 884.48 | 817.04 | 884.48 | 966.4 | 990.8 | 22539.28
2021-11-10 | 974.24 | 942.24 | 939.28 | 942.24 | 926.4 | 876.48 | 876.48 | 817.04 | 804.16 | 720.96 | 633.28 | 708.48 | 791.68 | 804.16 | 892.32 | 971.28 | 994.88 | 1006.88 | 1011.36 | 1012 | 1012 | 1012 | 1012 | 1012 | 21693.84
2021-11-11 | 1012 | 1012 | 1011.36 | 974.24 | 728.96 | 536.32 | 346.24 | 213.2 | 107.6 | 30.48 | 0 | 0 | 15.12 | 178.64 | 454.4 | 690.4 | 817.04 | 926.4 | 971.28 | 994.88 | 1012 | 1012 | 1012 | 1012 | 15068.56
2021-11-12 | 1011.36 | 1011.36 | 994.88 | 889.36 | 728.96 | 690.4 | 602.72 | 536.32 | 475.52 | 423.84 | 330.08 | 213.2 | 178.64 | 178.64 | 178.64 | 107.6 | 25.36 | 42.16 | 107.6 | 226.88 | 297.76 | 362.4 | 380.8 | 401.92 | 10396.4
2021-11-13 | 454.4 | 423.84 | 401.92 | 380.8 | 380.8 | 380.8 | 313.92 | 240.56 | 178.64 | 136.4 | 84.08 | 30.48 | 0 | 0 | 0 | 0 | 0 | 0 | 0 | 61.84 | 146 | 297.76 | 454.4 | 581.92 | 4948.56
2021-11-14 | 633.28 | 669.6 | 690.4 | 633.28 | 633.28 | 690.4 | 720.96 | 728.96 | 728.96 | 728.96 | 876.48 | 728.96 | 560 | 602.72 | 690.4 | 804.16 | 804.16 | 791.68 | 581.92 | 518.24 | 423.84 | 362.4 | 313.92 | 254.24 | 15171.2
2021-11-15 | 281.6 | 362.4 | 380.8 | 330.08 | 297.76 | 362.4 | 346.24 | 281.6 | 254.24 | 240.56 | 178.64 | 146 | 167.12 | 267.92 | 346.24 | 444.64 | 560 | 602.72 | 633.28 | 690.4 | 708.48 | 690.4 | 690.4 | 804.16 | 10068.08
2021-11-16 | 876.48 | 892.32 | 939.28 | 971.28 | 993.76 | 1011.36 | 1012 | 1012 | 1012 | 1012 | 1012 | 1012 | 1012 | 1012 | 1012 | 1011.36 | 1011.36 | 1005.6 | 966.4 | 990.8 | 1006.88 | 1006.88 | 1006.88 | 1006.88 | 23805.52
2021-11-17 | 1006.88 | 1006.88 | 1006.88 | 1006.88 | 1006.72 | 1006.72 | 1006.88 | 994.88 | 990.8 | 994.88 | 994.88 | 1005.6 | 1011.2 | 1011.36 | 1011.36 | 994.88 | 966.4 | 791.68 | 620.8 | 602.72 | 669.6 | 669.6 | 804.16 | 1006.88 | 22189.52
2021-11-18 | 1012 | 1012 | 1012 | 1012 | 1012 | 1012 | 1012 | 1012 | 1012 | 1012 | 1012 | 1012 | 1012 | 1012 | 1012 | 1012 | 1012 | 1012 | 1012 | 1012 | 1012 | 1012 | 1012 | 1012 | 24288
2021-11-19 | 1012 | 1012 | 1012 | 1012 | 1012 | 1012 | 1012 | 1012 | 995.04 | 939.28 | 966.4 | 975.36 | 1006.88 | 1011.36 | 1012 | 1012 | 1012 | 1012 | 1012 | 1012 | 1012 | 1012 | 1012 | 1012 | 24110.32
2021-11-20 | 1012 | 1011.36 | 1011.36 | 1011.36 | 1012 | 1011.36 | 966.4 | 812.16 | 791.68 | 728.96 | 812.16 | 975.52 | 1011.36 | 1012 | 1012 | 1012 | 1012 | 1012 | 1012 | 1012 | 1012 | 1012 | 1012 | 1012 | 23299.68
2021-11-21 | 1012 | 1012 | 1012 | 1011.36 | 1011.36 | 1006.88 | 1006.88 | 995.04 | 994.88 | 993.76 | 995.04 | 975.52 | 966.4 | 884.48 | 812.16 | 728.96 | 708.48 | 669.6 | 633.28 | 620.8 | 602.72 | 602.72 | 560 | 620.8 | 20437.12
2021-11-22 | 791.68 | 817.04 | 884.48 | 934.4 | 966.4 | 971.28 | 975.36 | 975.36 | 974.24 | 971.28 | 939.28 | 974.24 | 975.36 | 974.24 | 974.24 | 975.36 | 975.52 | 974.24 | 966.4 | 934.4 | 939.28 | 892.32 | 876.48 | 876.48 | 22509.36
2021-11-23 | 876.48 | 876.48 | 884.48 | 934.4 | 934.4 | 892.32 | 934.4 | 942.24 | 884.48 | 942.24 | 966.4 | 939.28 | 974.24 | 975.52 | 994.88 | 995.04 | 1005.6 | 1006.72 | 1005.6 | 995.04 | 993.76 | 995.04 | 1006.88 | 1011.36 | 22967.28
2021-11-24 | 1011.36 | 1012 | 995.04 | 993.76 | 993.76 | 926.4 | 804.16 | 804.16 | 817.04 | 876.48 | 884.48 | 889.36 | 934.4 | 971.28 | 990.8 | 1006.88 | 1011.36 | 1012 | 1012 | 1012 | 1012 | 1012 | 1012 | 1012 | 23006.72
2021-11-25 | 1012 | 1012 | 1012 | 1012 | 1012 | 1012 | 1005.6 | 975.36 | 934.4 | 817.04 | 728.96 | 791.68 | 876.48 | 876.48 | 876.48 | 817.04 | 812.16 | 934.4 | 995.04 | 1011.2 | 1011.2 | 1005.6 | 1005.6 | 1011.36 | 22558.08
2021-11-26 | 1012 | 1012 | 1012 | 1012 | 1012 | 1012 | 1012 | 1012 | 1012 | 1012 | 1012 | 1012 | 0 | 0 | 0 | 0 | 0 | 0 | 0 | 0 | 0 | 0 | 1012 | 1012 | 14168
2021-11-27 | 1012 | 1012 | 1012 | 1012 | 1012 | 1012 | 1012 | 1012 | 1012 | 1012 | 1012 | 1012 | 1011.36 | 1006.88 | 995.04 | 990.8 | 975.52 | 942.24 | 892.32 | 876.48 | 804.16 | 720.96 | 620.8 | 497.44 | 22478
2021-11-28 | 380.8 | 267.92 | 190.16 | 167.12 | 178.64 | 190.16 | 213.2 | 297.76 | 454.4 | 560 | 620.8 | 669.6 | 633.28 | 581.92 | 602.72 | 581.92 | 518.24 | 401.92 | 267.92 | 155.6 | 68.4 | 15.12 | 0 | 15.12 | 8032.72
2021-11-29 | 48.72 | 76.24 | 107.6 | 146 | 201.68 | 297.76 | 444.64 | 633.28 | 876.48 | 975.52 | 1006.88 | 1012 | 1012 | 1012 | 1012 | 1012 | 1012 | 1012 | 1012 | 1011.2 | 993.76 | 939.28 | 812.16 | 791.68 | 17458.88
2021-11-30 | 720.96 | 669.6 | 690.4 | 581.92 | 454.4 | 297.76 | 107.6 | 20.24 | 0 | 0 | 0 | 0 | 0 | 0 | 0 | 0 | 0 | 0 | 0 | 20.24 | 35.6 | 84.08 | 201.68 | 380.8 | 4265.28
2021-12-01 | 560 | 690.4 | 817.04 | 939.28 | 975.36 | 993.76 | 995.04 | 1006.88 | 1005.6 | 1005.6 | 1006.88 | 1011.2 | 1011.36 | 1011.36 | 1012 | 1012 | 1012 | 1012 | 1012 | 1012 | 1012 | 1012 | 1012 | 1012 | 23149.76
2021-12-02 | 1012 | 1012 | 1012 | 1012 | 1012 | 1012 | 1006.88 | 993.76 | 942.24 | 804.16 | 518.24 | 297.76 | 226.88 | 201.68 | 226.88 | 240.56 | 240.56 | 267.92 | 254.24 | 346.24 | 475.52 | 669.6 | 812.16 | 971.28 | 15568.56
2021-12-03 | 942.24 | 971.28 | 995.04 | 1011.36 | 1011.36 | 1006.72 | 995.04 | 1006.88 | 1006.88 | 1011.36 | 1011.36 | 1011.36 | 995.04 | 942.24 | 876.48 | 690.4 | 497.44 | 401.92 | 346.24 | 190.16 | 136.4 | 201.68 | 240.56 | 190.16 | 17689.6
2021-12-04 | 107.6 | 99.76 | 84.08 | 42.16 | 30.48 | 55.28 | 117.2 | 240.56 | 401.92 | 728.96 | 990.8 | 1012 | 1012 | 1012 | 1012 | 1012 | 1012 | 1012 | 1012 | 1012 | 1012 | 1012 | 1012 | 1012 | 16054.8
2021-12-05 | 1012 | 1012 | 1012 | 1012 | 1012 | 1012 | 1011.36 | 995.04 | 974.24 | 926.4 | 804.16 | 620.8 | 444.64 | 313.92 | 254.24 | 167.12 | 76.24 | 0 | 0 | 0 | 20.24 | 126.8 | 297.76 | 536.32 | 13641.28
2021-12-06 | 728.96 | 876.48 | 966.4 | 990.8 | 1006.88 | 1012 | 1012 | 1012 | 1012 | 1012 | 1006.72 | 971.28 | 876.48 | 876.48 | 817.04 | 817.04 | 876.48 | 889.36 | 942.24 | 971.28 | 994.88 | 1006.72 | 995.04 | 990.8 | 22661.36
2021-12-07 | 975.36 | 966.4 | 892.32 | 804.16 | 581.92 | 362.4 | 146 | 20.24 | 35.6 | 201.68 | 423.84 | 690.4 | 884.48 | 975.52 | 1011.36 | 1012 | 1012 | 1012 | 1012 | 1012 | 1012 | 1012 | 1012 | 1012 | 18079.68
2021-12-08 | 1012 | 1012 | 1012 | 1011.36 | 993.76 | 939.28 | 974.24 | 995.04 | 995.04 | 995.04 | 975.52 | 942.24 | 884.48 | 804.16 | 708.48 | 602.72 | 454.4 | 313.92 | 226.88 | 190.16 | 178.64 | 178.64 | 190.16 | 190.16 | 16780.32
2021-12-09 | 167.12 | 126.8 | 136.4 | 240.56 | 346.24 | 330.08 | 254.24 | 201.68 | 190.16 | 201.68 | 213.2 | 240.56 | 281.6 | 267.92 | 267.92 | 346.24 | 475.52 | 602.72 | 720.96 | 791.68 | 728.96 | 633.28 | 620.8 | 720.96 | 9107.28
2021-12-10 | 804.16 | 804.16 | 812.16 | 812.16 | 812.16 | 876.48 | 892.32 | 812.16 | 728.96 | 728.96 | 669.6 | 620.8 | 581.92 | 560 | 581.92 | 633.28 | 690.4 | 669.6 | 633.28 | 669.6 | 708.48 | 728.96 | 708.48 | 669.6 | 17209.6
2021-12-11 | 602.72 | 602.72 | 518.24 | 454.4 | 346.24 | 330.08 | 444.64 | 560 | 690.4 | 804.16 | 876.48 | 884.48 | 990.8 | 990.8 | 994.88 | 939.28 | 804.16 | 633.28 | 602.72 | 581.92 | 560 | 581.92 | 581.92 | 560 | 15936.24
2021-12-12 | 560 | 620.8 | 620.8 | 581.92 | 560 | 581.92 | 581.92 | 536.32 | 497.44 | 497.44 | 444.64 | 346.24 | 267.92 | 201.68 | 201.68 | 226.88 | 313.92 | 581.92 | 939.28 | 1011.36 | 1006.88 | 1012 | 1012 | 1012 | 14216.96
2021-12-13 | 1012 | 1012 | 1012 | 1012 | 1012 | 1012 | 1012 | 1012 | 1011.36 | 990.8 | 884.48 | 812.16 | 804.16 | 876.48 | 889.36 | 939.28 | 966.4 | 942.24 | 892.32 | 892.32 | 817.04 | 791.68 | 817.04 | 876.48 | 22299.6
2021-12-14 | 804.16 | 876.48 | 942.24 | 993.76 | 1005.6 | 1011.36 | 1012 | 1012 | 1012 | 1012 | 1012 | 1012 | 1012 | 1012 | 1012 | 1012 | 1012 | 1012 | 1012 | 1012 | 1012 | 1012 | 1012 | 1012 | 23849.6
2021-12-15 | 1012 | 1012 | 1012 | 1012 | 1012 | 1012 | 1012 | 1011.36 | 1006.88 | 1006.88 | 1011.36 | 1012 | 1012 | 1011.36 | 1006.88 | 995.04 | 974.24 | 926.4 | 876.48 | 804.16 | 728.96 | 633.28 | 475.52 | 401.92 | 21978.72
2021-12-16 | 313.92 | 226.88 | 155.6 | 126.8 | 136.4 | 240.56 | 423.84 | 581.92 | 728.96 | 812.16 | 804.16 | 791.68 | 791.68 | 804.16 | 791.68 | 804.16 | 791.68 | 728.96 | 720.96 | 720.96 | 728.96 | 720.96 | 669.6 | 581.92 | 14198.56
2021-12-17 | 518.24 | 454.4 | 362.4 | 313.92 | 254.24 | 190.16 | 146 | 117.2 | 91.92 | 76.24 | 55.28 | 42.16 | 30.48 | 25.36 | 10 | 0 | 0 | 0 | 0 | 0 | 0 | 0 | 0 | 15.12 | 2703.12
2021-12-18 | 35.6 | 48.72 | 55.28 | 55.28 | 48.72 | 42.16 | 48.72 | 61.84 | 91.92 | 126.8 | 167.12 | 213.2 | 240.56 | 240.56 | 226.88 | 213.2 | 167.12 | 117.2 | 91.92 | 61.84 | 42.16 | 55.28 | 84.08 | 107.6 | 2643.76
2021-12-19 | 126.8 | 126.8 | 117.2 | 99.76 | 84.08 | 68.4 | 55.28 | 35.6 | 25.36 | 10 | 0 | 0 | 0 | 0 | 20.24 | 35.6 | 48.72 | 61.84 | 76.24 | 91.92 | 99.76 | 91.92 | 76.24 | 61.84 | 1413.6
2021-12-20 | 35.6 | 10 | 0 | 0 | 0 | 0 | 0 | 0 | 0 | 0 | 0 | 0 | 0 | 0 | 0 | 0 | 0 | 0 | 0 | 0 | 0 | 0 | 0 | 0 | 45.6
2021-12-21 | 0 | 0 | 15.12 | 25.36 | 20.24 | 15.12 | 10 | 0 | 0 | 0 | 0 | 0 | 0 | 0 | 0 | 0 | 0 | 0 | 0 | 0 | 0 | 0 | 0 | 0 | 85.84
2021-12-22 | 0 | 0 | 0 | 0 | 0 | 0 | 0 | 0 | 0 | 0 | 0 | 0 | 0 | 0 | 0 | 0 | 0 | 0 | 0 | 0 | 0 | 0 | 0 | 0 | 0
2021-12-23 | 0 | 0 | 48.72 | 91.92 | 155.6 | 240.56 | 330.08 | 380.8 | 475.52 | 581.92 | 690.4 | 728.96 | 791.68 | 812.16 | 884.48 | 892.32 | 942.24 | 966.4 | 876.48 | 728.96 | 669.6 | 633.28 | 690.4 | 728.96 | 13341.44
2021-12-24 | 728.96 | 728.96 | 728.96 | 728.96 | 708.48 | 728.96 | 804.16 | 876.48 | 892.32 | 974.24 | 975.36 | 971.28 | 934.4 | 939.28 | 966.4 | 975.36 | 975.52 | 990.8 | 975.52 | 975.36 | 974.24 | 966.4 | 966.4 | 939.28 | 21426.08
2021-12-25 | 934.4 | 926.4 | 892.32 | 889.36 | 889.36 | 892.32 | 926.4 | 934.4 | 939.28 | 942.24 | 939.28 | 926.4 | 926.4 | 934.4 | 966.4 | 975.52 | 990.8 | 990.8 | 990.8 | 993.76 | 995.04 | 995.04 | 1006.72 | 1006.88 | 22804.72
2021-12-26 | 1006.88 | 1006.88 | 1006.88 | 1006.72 | 995.04 | 995.04 | 1005.6 | 1005.6 | 1006.72 | 1006.72 | 1011.36 | 1011.36 | 1011.36 | 1011.36 | 1011.2 | 1011.2 | 1011.2 | 1006.88 | 1006.72 | 1006.88 | 994.88 | 990.8 | 975.52 | 974.24 | 24077.04
2021-12-27 | 966.4 | 939.28 | 892.32 | 876.48 | 804.16 | 690.4 | 560 | 454.4 | 362.4 | 281.6 | 240.56 | 213.2 | 167.12 | 136.4 | 126.8 | 107.6 | 107.6 | 99.76 | 76.24 | 48.72 | 20.24 | 0 | 0 | 0 | 8171.68
2021-12-28 | 0 | 0 | 0 | 0 | 0 | 0 | 0 | 0 | 0 | 0 | 0 | 0 | 0 | 0 | 0 | 0 | 20.24 | 55.28 | 76.24 | 84.08 | 117.2 | 99.76 | 61.84 | 68.4 | 583.04
2021-12-29 | 68.4 | 35.6 | 61.84 | 68.4 | 91.92 | 213.2 | 380.8 | 454.4 | 581.92 | 720.96 | 884.48 | 975.52 | 993.76 | 892.32 | 791.68 | 581.92 | 720.96 | 1012 | 1012 | 1012 | 1012 | 1012 | 1012 | 1012 | 15602.08
2021-12-30 | 1012 | 1012 | 1012 | 1012 | 1011.36 | 1006.88 | 990.8 | 974.24 | 994.88 | 995.04 | 1006.72 | 1006.72 | 1006.72 | 995.04 | 994.88 | 1005.6 | 1011.36 | 1011.2 | 995.04 | 975.36 | 942.24 | 876.48 | 720.96 | 620.8 | 23190.32
2021-12-31 | 633.28 | 581.92 | 633.28 | 620.8 | 581.92 | 475.52 | 380.8 | 313.92 | 267.92 | 213.2 | 167.12 | 146 | 146 | 76.24 | 42.16 | 25.36 | 42.16 | 42.16 | 99.76 | 126.8 | 126.8 | 167.12 | 213.2 | 281.6 | 6405.04

## Grid 1MW
DATE AND TIME | 0:00 | 1:00 | 2:00 | 3:00 | 4:00 | 5:00 | 6:00 | 7:00 | 8:00 | 9:00 | 10:00 | 11:00 | 12:00 | 13:00 | 14:00 | 15:00 | 16:00 | 17:00 | 18:00 | 19:00 | 20:00 | 21:00 | 22:00 | 23:00 | Total
2021-01-01 | 1000 | 1000 | 1000 | 1000 | 1000 | 1000 | 1000 | 1000 | 1000 | 1000 | 1000 | 1000 | 1000 | 1000 | 1000 | 1000 | 1000 | 1000 | 1000 | 1000 | 1000 | 1000 | 1000 | 1000 | 24000
2021-01-02 | 1000 | 1000 | 1000 | 1000 | 1000 | 1000 | 1000 | 1000 | 1000 | 1000 | 1000 | 1000 | 1000 | 1000 | 1000 | 1000 | 1000 | 1000 | 1000 | 1000 | 1000 | 1000 | 1000 | 1000 | 24000 | Total kWhs | 8760000
2021-01-03 | 1000 | 1000 | 1000 | 1000 | 1000 | 1000 | 1000 | 1000 | 1000 | 1000 | 1000 | 1000 | 1000 | 1000 | 1000 | 1000 | 1000 | 1000 | 1000 | 1000 | 1000 | 1000 | 1000 | 1000 | 24000 | Total GWhs | 8.76
2021-01-04 | 1000 | 1000 | 1000 | 1000 | 1000 | 1000 | 1000 | 1000 | 1000 | 1000 | 1000 | 1000 | 1000 | 1000 | 1000 | 1000 | 1000 | 1000 | 1000 | 1000 | 1000 | 1000 | 1000 | 1000 | 24000
2021-01-05 | 1000 | 1000 | 1000 | 1000 | 1000 | 1000 | 1000 | 1000 | 1000 | 1000 | 1000 | 1000 | 1000 | 1000 | 1000 | 1000 | 1000 | 1000 | 1000 | 1000 | 1000 | 1000 | 1000 | 1000 | 24000
2021-01-06 | 1000 | 1000 | 1000 | 1000 | 1000 | 1000 | 1000 | 1000 | 1000 | 1000 | 1000 | 1000 | 1000 | 1000 | 1000 | 1000 | 1000 | 1000 | 1000 | 1000 | 1000 | 1000 | 1000 | 1000 | 24000 | Max daily | 24000 | kWh
2021-01-07 | 1000 | 1000 | 1000 | 1000 | 1000 | 1000 | 1000 | 1000 | 1000 | 1000 | 1000 | 1000 | 1000 | 1000 | 1000 | 1000 | 1000 | 1000 | 1000 | 1000 | 1000 | 1000 | 1000 | 1000 | 24000 | Min daily | 24000
2021-01-08 | 1000 | 1000 | 1000 | 1000 | 1000 | 1000 | 1000 | 1000 | 1000 | 1000 | 1000 | 1000 | 1000 | 1000 | 1000 | 1000 | 1000 | 1000 | 1000 | 1000 | 1000 | 1000 | 1000 | 1000 | 24000
2021-01-09 | 1000 | 1000 | 1000 | 1000 | 1000 | 1000 | 1000 | 1000 | 1000 | 1000 | 1000 | 1000 | 1000 | 1000 | 1000 | 1000 | 1000 | 1000 | 1000 | 1000 | 1000 | 1000 | 1000 | 1000 | 24000
2021-01-10 | 1000 | 1000 | 1000 | 1000 | 1000 | 1000 | 1000 | 1000 | 1000 | 1000 | 1000 | 1000 | 1000 | 1000 | 1000 | 1000 | 1000 | 1000 | 1000 | 1000 | 1000 | 1000 | 1000 | 1000 | 24000
2021-01-11 | 1000 | 1000 | 1000 | 1000 | 1000 | 1000 | 1000 | 1000 | 1000 | 1000 | 1000 | 1000 | 1000 | 1000 | 1000 | 1000 | 1000 | 1000 | 1000 | 1000 | 1000 | 1000 | 1000 | 1000 | 24000
2021-01-12 | 1000 | 1000 | 1000 | 1000 | 1000 | 1000 | 1000 | 1000 | 1000 | 1000 | 1000 | 1000 | 1000 | 1000 | 1000 | 1000 | 1000 | 1000 | 1000 | 1000 | 1000 | 1000 | 1000 | 1000 | 24000
2021-01-13 | 1000 | 1000 | 1000 | 1000 | 1000 | 1000 | 1000 | 1000 | 1000 | 1000 | 1000 | 1000 | 1000 | 1000 | 1000 | 1000 | 1000 | 1000 | 1000 | 1000 | 1000 | 1000 | 1000 | 1000 | 24000
2021-01-14 | 1000 | 1000 | 1000 | 1000 | 1000 | 1000 | 1000 | 1000 | 1000 | 1000 | 1000 | 1000 | 1000 | 1000 | 1000 | 1000 | 1000 | 1000 | 1000 | 1000 | 1000 | 1000 | 1000 | 1000 | 24000
2021-01-15 | 1000 | 1000 | 1000 | 1000 | 1000 | 1000 | 1000 | 1000 | 1000 | 1000 | 1000 | 1000 | 1000 | 1000 | 1000 | 1000 | 1000 | 1000 | 1000 | 1000 | 1000 | 1000 | 1000 | 1000 | 24000
2021-01-16 | 1000 | 1000 | 1000 | 1000 | 1000 | 1000 | 1000 | 1000 | 1000 | 1000 | 1000 | 1000 | 1000 | 1000 | 1000 | 1000 | 1000 | 1000 | 1000 | 1000 | 1000 | 1000 | 1000 | 1000 | 24000
2021-01-17 | 1000 | 1000 | 1000 | 1000 | 1000 | 1000 | 1000 | 1000 | 1000 | 1000 | 1000 | 1000 | 1000 | 1000 | 1000 | 1000 | 1000 | 1000 | 1000 | 1000 | 1000 | 1000 | 1000 | 1000 | 24000
2021-01-18 | 1000 | 1000 | 1000 | 1000 | 1000 | 1000 | 1000 | 1000 | 1000 | 1000 | 1000 | 1000 | 1000 | 1000 | 1000 | 1000 | 1000 | 1000 | 1000 | 1000 | 1000 | 1000 | 1000 | 1000 | 24000
2021-01-19 | 1000 | 1000 | 1000 | 1000 | 1000 | 1000 | 1000 | 1000 | 1000 | 1000 | 1000 | 1000 | 1000 | 1000 | 1000 | 1000 | 1000 | 1000 | 1000 | 1000 | 1000 | 1000 | 1000 | 1000 | 24000
2021-01-20 | 1000 | 1000 | 1000 | 1000 | 1000 | 1000 | 1000 | 1000 | 1000 | 1000 | 1000 | 1000 | 1000 | 1000 | 1000 | 1000 | 1000 | 1000 | 1000 | 1000 | 1000 | 1000 | 1000 | 1000 | 24000
2021-01-21 | 1000 | 1000 | 1000 | 1000 | 1000 | 1000 | 1000 | 1000 | 1000 | 1000 | 1000 | 1000 | 1000 | 1000 | 1000 | 1000 | 1000 | 1000 | 1000 | 1000 | 1000 | 1000 | 1000 | 1000 | 24000
2021-01-22 | 1000 | 1000 | 1000 | 1000 | 1000 | 1000 | 1000 | 1000 | 1000 | 1000 | 1000 | 1000 | 1000 | 1000 | 1000 | 1000 | 1000 | 1000 | 1000 | 1000 | 1000 | 1000 | 1000 | 1000 | 24000
2021-01-23 | 1000 | 1000 | 1000 | 1000 | 1000 | 1000 | 1000 | 1000 | 1000 | 1000 | 1000 | 1000 | 1000 | 1000 | 1000 | 1000 | 1000 | 1000 | 1000 | 1000 | 1000 | 1000 | 1000 | 1000 | 24000
2021-01-24 | 1000 | 1000 | 1000 | 1000 | 1000 | 1000 | 1000 | 1000 | 1000 | 1000 | 1000 | 1000 | 1000 | 1000 | 1000 | 1000 | 1000 | 1000 | 1000 | 1000 | 1000 | 1000 | 1000 | 1000 | 24000
2021-01-25 | 1000 | 1000 | 1000 | 1000 | 1000 | 1000 | 1000 | 1000 | 1000 | 1000 | 1000 | 1000 | 1000 | 1000 | 1000 | 1000 | 1000 | 1000 | 1000 | 1000 | 1000 | 1000 | 1000 | 1000 | 24000
2021-01-26 | 1000 | 1000 | 1000 | 1000 | 1000 | 1000 | 1000 | 1000 | 1000 | 1000 | 1000 | 1000 | 1000 | 1000 | 1000 | 1000 | 1000 | 1000 | 1000 | 1000 | 1000 | 1000 | 1000 | 1000 | 24000
2021-01-27 | 1000 | 1000 | 1000 | 1000 | 1000 | 1000 | 1000 | 1000 | 1000 | 1000 | 1000 | 1000 | 1000 | 1000 | 1000 | 1000 | 1000 | 1000 | 1000 | 1000 | 1000 | 1000 | 1000 | 1000 | 24000
2021-01-28 | 1000 | 1000 | 1000 | 1000 | 1000 | 1000 | 1000 | 1000 | 1000 | 1000 | 1000 | 1000 | 1000 | 1000 | 1000 | 1000 | 1000 | 1000 | 1000 | 1000 | 1000 | 1000 | 1000 | 1000 | 24000
2021-01-29 | 1000 | 1000 | 1000 | 1000 | 1000 | 1000 | 1000 | 1000 | 1000 | 1000 | 1000 | 1000 | 1000 | 1000 | 1000 | 1000 | 1000 | 1000 | 1000 | 1000 | 1000 | 1000 | 1000 | 1000 | 24000
2021-01-30 | 1000 | 1000 | 1000 | 1000 | 1000 | 1000 | 1000 | 1000 | 1000 | 1000 | 1000 | 1000 | 1000 | 1000 | 1000 | 1000 | 1000 | 1000 | 1000 | 1000 | 1000 | 1000 | 1000 | 1000 | 24000
2021-01-31 | 1000 | 1000 | 1000 | 1000 | 1000 | 1000 | 1000 | 1000 | 1000 | 1000 | 1000 | 1000 | 1000 | 1000 | 1000 | 1000 | 1000 | 1000 | 1000 | 1000 | 1000 | 1000 | 1000 | 1000 | 24000
2021-02-01 | 1000 | 1000 | 1000 | 1000 | 1000 | 1000 | 1000 | 1000 | 1000 | 1000 | 1000 | 1000 | 1000 | 1000 | 1000 | 1000 | 1000 | 1000 | 1000 | 1000 | 1000 | 1000 | 1000 | 1000 | 24000
2021-02-02 | 1000 | 1000 | 1000 | 1000 | 1000 | 1000 | 1000 | 1000 | 1000 | 1000 | 1000 | 1000 | 1000 | 1000 | 1000 | 1000 | 1000 | 1000 | 1000 | 1000 | 1000 | 1000 | 1000 | 1000 | 24000
2021-02-03 | 1000 | 1000 | 1000 | 1000 | 1000 | 1000 | 1000 | 1000 | 1000 | 1000 | 1000 | 1000 | 1000 | 1000 | 1000 | 1000 | 1000 | 1000 | 1000 | 1000 | 1000 | 1000 | 1000 | 1000 | 24000
2021-02-04 | 1000 | 1000 | 1000 | 1000 | 1000 | 1000 | 1000 | 1000 | 1000 | 1000 | 1000 | 1000 | 1000 | 1000 | 1000 | 1000 | 1000 | 1000 | 1000 | 1000 | 1000 | 1000 | 1000 | 1000 | 24000
2021-02-05 | 1000 | 1000 | 1000 | 1000 | 1000 | 1000 | 1000 | 1000 | 1000 | 1000 | 1000 | 1000 | 1000 | 1000 | 1000 | 1000 | 1000 | 1000 | 1000 | 1000 | 1000 | 1000 | 1000 | 1000 | 24000
2021-02-06 | 1000 | 1000 | 1000 | 1000 | 1000 | 1000 | 1000 | 1000 | 1000 | 1000 | 1000 | 1000 | 1000 | 1000 | 1000 | 1000 | 1000 | 1000 | 1000 | 1000 | 1000 | 1000 | 1000 | 1000 | 24000
2021-02-07 | 1000 | 1000 | 1000 | 1000 | 1000 | 1000 | 1000 | 1000 | 1000 | 1000 | 1000 | 1000 | 1000 | 1000 | 1000 | 1000 | 1000 | 1000 | 1000 | 1000 | 1000 | 1000 | 1000 | 1000 | 24000
2021-02-08 | 1000 | 1000 | 1000 | 1000 | 1000 | 1000 | 1000 | 1000 | 1000 | 1000 | 1000 | 1000 | 1000 | 1000 | 1000 | 1000 | 1000 | 1000 | 1000 | 1000 | 1000 | 1000 | 1000 | 1000 | 24000
2021-02-09 | 1000 | 1000 | 1000 | 1000 | 1000 | 1000 | 1000 | 1000 | 1000 | 1000 | 1000 | 1000 | 1000 | 1000 | 1000 | 1000 | 1000 | 1000 | 1000 | 1000 | 1000 | 1000 | 1000 | 1000 | 24000
2021-02-10 | 1000 | 1000 | 1000 | 1000 | 1000 | 1000 | 1000 | 1000 | 1000 | 1000 | 1000 | 1000 | 1000 | 1000 | 1000 | 1000 | 1000 | 1000 | 1000 | 1000 | 1000 | 1000 | 1000 | 1000 | 24000
2021-02-11 | 1000 | 1000 | 1000 | 1000 | 1000 | 1000 | 1000 | 1000 | 1000 | 1000 | 1000 | 1000 | 1000 | 1000 | 1000 | 1000 | 1000 | 1000 | 1000 | 1000 | 1000 | 1000 | 1000 | 1000 | 24000
2021-02-12 | 1000 | 1000 | 1000 | 1000 | 1000 | 1000 | 1000 | 1000 | 1000 | 1000 | 1000 | 1000 | 1000 | 1000 | 1000 | 1000 | 1000 | 1000 | 1000 | 1000 | 1000 | 1000 | 1000 | 1000 | 24000
2021-02-13 | 1000 | 1000 | 1000 | 1000 | 1000 | 1000 | 1000 | 1000 | 1000 | 1000 | 1000 | 1000 | 1000 | 1000 | 1000 | 1000 | 1000 | 1000 | 1000 | 1000 | 1000 | 1000 | 1000 | 1000 | 24000
2021-02-14 | 1000 | 1000 | 1000 | 1000 | 1000 | 1000 | 1000 | 1000 | 1000 | 1000 | 1000 | 1000 | 1000 | 1000 | 1000 | 1000 | 1000 | 1000 | 1000 | 1000 | 1000 | 1000 | 1000 | 1000 | 24000
2021-02-15 | 1000 | 1000 | 1000 | 1000 | 1000 | 1000 | 1000 | 1000 | 1000 | 1000 | 1000 | 1000 | 1000 | 1000 | 1000 | 1000 | 1000 | 1000 | 1000 | 1000 | 1000 | 1000 | 1000 | 1000 | 24000
2021-02-16 | 1000 | 1000 | 1000 | 1000 | 1000 | 1000 | 1000 | 1000 | 1000 | 1000 | 1000 | 1000 | 1000 | 1000 | 1000 | 1000 | 1000 | 1000 | 1000 | 1000 | 1000 | 1000 | 1000 | 1000 | 24000
2021-02-17 | 1000 | 1000 | 1000 | 1000 | 1000 | 1000 | 1000 | 1000 | 1000 | 1000 | 1000 | 1000 | 1000 | 1000 | 1000 | 1000 | 1000 | 1000 | 1000 | 1000 | 1000 | 1000 | 1000 | 1000 | 24000
2021-02-18 | 1000 | 1000 | 1000 | 1000 | 1000 | 1000 | 1000 | 1000 | 1000 | 1000 | 1000 | 1000 | 1000 | 1000 | 1000 | 1000 | 1000 | 1000 | 1000 | 1000 | 1000 | 1000 | 1000 | 1000 | 24000
2021-02-19 | 1000 | 1000 | 1000 | 1000 | 1000 | 1000 | 1000 | 1000 | 1000 | 1000 | 1000 | 1000 | 1000 | 1000 | 1000 | 1000 | 1000 | 1000 | 1000 | 1000 | 1000 | 1000 | 1000 | 1000 | 24000
2021-02-20 | 1000 | 1000 | 1000 | 1000 | 1000 | 1000 | 1000 | 1000 | 1000 | 1000 | 1000 | 1000 | 1000 | 1000 | 1000 | 1000 | 1000 | 1000 | 1000 | 1000 | 1000 | 1000 | 1000 | 1000 | 24000
2021-02-21 | 1000 | 1000 | 1000 | 1000 | 1000 | 1000 | 1000 | 1000 | 1000 | 1000 | 1000 | 1000 | 1000 | 1000 | 1000 | 1000 | 1000 | 1000 | 1000 | 1000 | 1000 | 1000 | 1000 | 1000 | 24000
2021-02-22 | 1000 | 1000 | 1000 | 1000 | 1000 | 1000 | 1000 | 1000 | 1000 | 1000 | 1000 | 1000 | 1000 | 1000 | 1000 | 1000 | 1000 | 1000 | 1000 | 1000 | 1000 | 1000 | 1000 | 1000 | 24000
2021-02-23 | 1000 | 1000 | 1000 | 1000 | 1000 | 1000 | 1000 | 1000 | 1000 | 1000 | 1000 | 1000 | 1000 | 1000 | 1000 | 1000 | 1000 | 1000 | 1000 | 1000 | 1000 | 1000 | 1000 | 1000 | 24000
2021-02-24 | 1000 | 1000 | 1000 | 1000 | 1000 | 1000 | 1000 | 1000 | 1000 | 1000 | 1000 | 1000 | 1000 | 1000 | 1000 | 1000 | 1000 | 1000 | 1000 | 1000 | 1000 | 1000 | 1000 | 1000 | 24000
2021-02-25 | 1000 | 1000 | 1000 | 1000 | 1000 | 1000 | 1000 | 1000 | 1000 | 1000 | 1000 | 1000 | 1000 | 1000 | 1000 | 1000 | 1000 | 1000 | 1000 | 1000 | 1000 | 1000 | 1000 | 1000 | 24000
2021-02-26 | 1000 | 1000 | 1000 | 1000 | 1000 | 1000 | 1000 | 1000 | 1000 | 1000 | 1000 | 1000 | 1000 | 1000 | 1000 | 1000 | 1000 | 1000 | 1000 | 1000 | 1000 | 1000 | 1000 | 1000 | 24000
2021-02-27 | 1000 | 1000 | 1000 | 1000 | 1000 | 1000 | 1000 | 1000 | 1000 | 1000 | 1000 | 1000 | 1000 | 1000 | 1000 | 1000 | 1000 | 1000 | 1000 | 1000 | 1000 | 1000 | 1000 | 1000 | 24000
2021-02-28 | 1000 | 1000 | 1000 | 1000 | 1000 | 1000 | 1000 | 1000 | 1000 | 1000 | 1000 | 1000 | 1000 | 1000 | 1000 | 1000 | 1000 | 1000 | 1000 | 1000 | 1000 | 1000 | 1000 | 1000 | 24000
2021-03-01 | 1000 | 1000 | 1000 | 1000 | 1000 | 1000 | 1000 | 1000 | 1000 | 1000 | 1000 | 1000 | 1000 | 1000 | 1000 | 1000 | 1000 | 1000 | 1000 | 1000 | 1000 | 1000 | 1000 | 1000 | 24000
2021-03-02 | 1000 | 1000 | 1000 | 1000 | 1000 | 1000 | 1000 | 1000 | 1000 | 1000 | 1000 | 1000 | 1000 | 1000 | 1000 | 1000 | 1000 | 1000 | 1000 | 1000 | 1000 | 1000 | 1000 | 1000 | 24000
2021-03-03 | 1000 | 1000 | 1000 | 1000 | 1000 | 1000 | 1000 | 1000 | 1000 | 1000 | 1000 | 1000 | 1000 | 1000 | 1000 | 1000 | 1000 | 1000 | 1000 | 1000 | 1000 | 1000 | 1000 | 1000 | 24000
2021-03-04 | 1000 | 1000 | 1000 | 1000 | 1000 | 1000 | 1000 | 1000 | 1000 | 1000 | 1000 | 1000 | 1000 | 1000 | 1000 | 1000 | 1000 | 1000 | 1000 | 1000 | 1000 | 1000 | 1000 | 1000 | 24000
2021-03-05 | 1000 | 1000 | 1000 | 1000 | 1000 | 1000 | 1000 | 1000 | 1000 | 1000 | 1000 | 1000 | 1000 | 1000 | 1000 | 1000 | 1000 | 1000 | 1000 | 1000 | 1000 | 1000 | 1000 | 1000 | 24000
2021-03-06 | 1000 | 1000 | 1000 | 1000 | 1000 | 1000 | 1000 | 1000 | 1000 | 1000 | 1000 | 1000 | 1000 | 1000 | 1000 | 1000 | 1000 | 1000 | 1000 | 1000 | 1000 | 1000 | 1000 | 1000 | 24000
2021-03-07 | 1000 | 1000 | 1000 | 1000 | 1000 | 1000 | 1000 | 1000 | 1000 | 1000 | 1000 | 1000 | 1000 | 1000 | 1000 | 1000 | 1000 | 1000 | 1000 | 1000 | 1000 | 1000 | 1000 | 1000 | 24000
2021-03-08 | 1000 | 1000 | 1000 | 1000 | 1000 | 1000 | 1000 | 1000 | 1000 | 1000 | 1000 | 1000 | 1000 | 1000 | 1000 | 1000 | 1000 | 1000 | 1000 | 1000 | 1000 | 1000 | 1000 | 1000 | 24000
2021-03-09 | 1000 | 1000 | 1000 | 1000 | 1000 | 1000 | 1000 | 1000 | 1000 | 1000 | 1000 | 1000 | 1000 | 1000 | 1000 | 1000 | 1000 | 1000 | 1000 | 1000 | 1000 | 1000 | 1000 | 1000 | 24000
2021-03-10 | 1000 | 1000 | 1000 | 1000 | 1000 | 1000 | 1000 | 1000 | 1000 | 1000 | 1000 | 1000 | 1000 | 1000 | 1000 | 1000 | 1000 | 1000 | 1000 | 1000 | 1000 | 1000 | 1000 | 1000 | 24000
2021-03-11 | 1000 | 1000 | 1000 | 1000 | 1000 | 1000 | 1000 | 1000 | 1000 | 1000 | 1000 | 1000 | 1000 | 1000 | 1000 | 1000 | 1000 | 1000 | 1000 | 1000 | 1000 | 1000 | 1000 | 1000 | 24000
2021-03-12 | 1000 | 1000 | 1000 | 1000 | 1000 | 1000 | 1000 | 1000 | 1000 | 1000 | 1000 | 1000 | 1000 | 1000 | 1000 | 1000 | 1000 | 1000 | 1000 | 1000 | 1000 | 1000 | 1000 | 1000 | 24000
2021-03-13 | 1000 | 1000 | 1000 | 1000 | 1000 | 1000 | 1000 | 1000 | 1000 | 1000 | 1000 | 1000 | 1000 | 1000 | 1000 | 1000 | 1000 | 1000 | 1000 | 1000 | 1000 | 1000 | 1000 | 1000 | 24000
2021-03-14 | 1000 | 1000 | 1000 | 1000 | 1000 | 1000 | 1000 | 1000 | 1000 | 1000 | 1000 | 1000 | 1000 | 1000 | 1000 | 1000 | 1000 | 1000 | 1000 | 1000 | 1000 | 1000 | 1000 | 1000 | 24000
2021-03-15 | 1000 | 1000 | 1000 | 1000 | 1000 | 1000 | 1000 | 1000 | 1000 | 1000 | 1000 | 1000 | 1000 | 1000 | 1000 | 1000 | 1000 | 1000 | 1000 | 1000 | 1000 | 1000 | 1000 | 1000 | 24000
2021-03-16 | 1000 | 1000 | 1000 | 1000 | 1000 | 1000 | 1000 | 1000 | 1000 | 1000 | 1000 | 1000 | 1000 | 1000 | 1000 | 1000 | 1000 | 1000 | 1000 | 1000 | 1000 | 1000 | 1000 | 1000 | 24000
2021-03-17 | 1000 | 1000 | 1000 | 1000 | 1000 | 1000 | 1000 | 1000 | 1000 | 1000 | 1000 | 1000 | 1000 | 1000 | 1000 | 1000 | 1000 | 1000 | 1000 | 1000 | 1000 | 1000 | 1000 | 1000 | 24000
2021-03-18 | 1000 | 1000 | 1000 | 1000 | 1000 | 1000 | 1000 | 1000 | 1000 | 1000 | 1000 | 1000 | 1000 | 1000 | 1000 | 1000 | 1000 | 1000 | 1000 | 1000 | 1000 | 1000 | 1000 | 1000 | 24000
2021-03-19 | 1000 | 1000 | 1000 | 1000 | 1000 | 1000 | 1000 | 1000 | 1000 | 1000 | 1000 | 1000 | 1000 | 1000 | 1000 | 1000 | 1000 | 1000 | 1000 | 1000 | 1000 | 1000 | 1000 | 1000 | 24000
2021-03-20 | 1000 | 1000 | 1000 | 1000 | 1000 | 1000 | 1000 | 1000 | 1000 | 1000 | 1000 | 1000 | 1000 | 1000 | 1000 | 1000 | 1000 | 1000 | 1000 | 1000 | 1000 | 1000 | 1000 | 1000 | 24000
2021-03-21 | 1000 | 1000 | 1000 | 1000 | 1000 | 1000 | 1000 | 1000 | 1000 | 1000 | 1000 | 1000 | 1000 | 1000 | 1000 | 1000 | 1000 | 1000 | 1000 | 1000 | 1000 | 1000 | 1000 | 1000 | 24000
2021-03-22 | 1000 | 1000 | 1000 | 1000 | 1000 | 1000 | 1000 | 1000 | 1000 | 1000 | 1000 | 1000 | 1000 | 1000 | 1000 | 1000 | 1000 | 1000 | 1000 | 1000 | 1000 | 1000 | 1000 | 1000 | 24000
2021-03-23 | 1000 | 1000 | 1000 | 1000 | 1000 | 1000 | 1000 | 1000 | 1000 | 1000 | 1000 | 1000 | 1000 | 1000 | 1000 | 1000 | 1000 | 1000 | 1000 | 1000 | 1000 | 1000 | 1000 | 1000 | 24000
2021-03-24 | 1000 | 1000 | 1000 | 1000 | 1000 | 1000 | 1000 | 1000 | 1000 | 1000 | 1000 | 1000 | 1000 | 1000 | 1000 | 1000 | 1000 | 1000 | 1000 | 1000 | 1000 | 1000 | 1000 | 1000 | 24000
2021-03-25 | 1000 | 1000 | 1000 | 1000 | 1000 | 1000 | 1000 | 1000 | 1000 | 1000 | 1000 | 1000 | 1000 | 1000 | 1000 | 1000 | 1000 | 1000 | 1000 | 1000 | 1000 | 1000 | 1000 | 1000 | 24000
2021-03-26 | 1000 | 1000 | 1000 | 1000 | 1000 | 1000 | 1000 | 1000 | 1000 | 1000 | 1000 | 1000 | 1000 | 1000 | 1000 | 1000 | 1000 | 1000 | 1000 | 1000 | 1000 | 1000 | 1000 | 1000 | 24000
2021-03-27 | 1000 | 1000 | 1000 | 1000 | 1000 | 1000 | 1000 | 1000 | 1000 | 1000 | 1000 | 1000 | 1000 | 1000 | 1000 | 1000 | 1000 | 1000 | 1000 | 1000 | 1000 | 1000 | 1000 | 1000 | 24000
2021-03-28 | 1000 | 1000 | 1000 | 1000 | 1000 | 1000 | 1000 | 1000 | 1000 | 1000 | 1000 | 1000 | 1000 | 1000 | 1000 | 1000 | 1000 | 1000 | 1000 | 1000 | 1000 | 1000 | 1000 | 1000 | 24000
2021-03-29 | 1000 | 1000 | 1000 | 1000 | 1000 | 1000 | 1000 | 1000 | 1000 | 1000 | 1000 | 1000 | 1000 | 1000 | 1000 | 1000 | 1000 | 1000 | 1000 | 1000 | 1000 | 1000 | 1000 | 1000 | 24000
2021-03-30 | 1000 | 1000 | 1000 | 1000 | 1000 | 1000 | 1000 | 1000 | 1000 | 1000 | 1000 | 1000 | 1000 | 1000 | 1000 | 1000 | 1000 | 1000 | 1000 | 1000 | 1000 | 1000 | 1000 | 1000 | 24000
2021-03-31 | 1000 | 1000 | 1000 | 1000 | 1000 | 1000 | 1000 | 1000 | 1000 | 1000 | 1000 | 1000 | 1000 | 1000 | 1000 | 1000 | 1000 | 1000 | 1000 | 1000 | 1000 | 1000 | 1000 | 1000 | 24000
2021-04-01 | 1000 | 1000 | 1000 | 1000 | 1000 | 1000 | 1000 | 1000 | 1000 | 1000 | 1000 | 1000 | 1000 | 1000 | 1000 | 1000 | 1000 | 1000 | 1000 | 1000 | 1000 | 1000 | 1000 | 1000 | 24000
2021-04-02 | 1000 | 1000 | 1000 | 1000 | 1000 | 1000 | 1000 | 1000 | 1000 | 1000 | 1000 | 1000 | 1000 | 1000 | 1000 | 1000 | 1000 | 1000 | 1000 | 1000 | 1000 | 1000 | 1000 | 1000 | 24000
2021-04-03 | 1000 | 1000 | 1000 | 1000 | 1000 | 1000 | 1000 | 1000 | 1000 | 1000 | 1000 | 1000 | 1000 | 1000 | 1000 | 1000 | 1000 | 1000 | 1000 | 1000 | 1000 | 1000 | 1000 | 1000 | 24000
2021-04-04 | 1000 | 1000 | 1000 | 1000 | 1000 | 1000 | 1000 | 1000 | 1000 | 1000 | 1000 | 1000 | 1000 | 1000 | 1000 | 1000 | 1000 | 1000 | 1000 | 1000 | 1000 | 1000 | 1000 | 1000 | 24000
2021-04-05 | 1000 | 1000 | 1000 | 1000 | 1000 | 1000 | 1000 | 1000 | 1000 | 1000 | 1000 | 1000 | 1000 | 1000 | 1000 | 1000 | 1000 | 1000 | 1000 | 1000 | 1000 | 1000 | 1000 | 1000 | 24000
2021-04-06 | 1000 | 1000 | 1000 | 1000 | 1000 | 1000 | 1000 | 1000 | 1000 | 1000 | 1000 | 1000 | 1000 | 1000 | 1000 | 1000 | 1000 | 1000 | 1000 | 1000 | 1000 | 1000 | 1000 | 1000 | 24000
2021-04-07 | 1000 | 1000 | 1000 | 1000 | 1000 | 1000 | 1000 | 1000 | 1000 | 1000 | 1000 | 1000 | 1000 | 1000 | 1000 | 1000 | 1000 | 1000 | 1000 | 1000 | 1000 | 1000 | 1000 | 1000 | 24000
2021-04-08 | 1000 | 1000 | 1000 | 1000 | 1000 | 1000 | 1000 | 1000 | 1000 | 1000 | 1000 | 1000 | 1000 | 1000 | 1000 | 1000 | 1000 | 1000 | 1000 | 1000 | 1000 | 1000 | 1000 | 1000 | 24000
2021-04-09 | 1000 | 1000 | 1000 | 1000 | 1000 | 1000 | 1000 | 1000 | 1000 | 1000 | 1000 | 1000 | 1000 | 1000 | 1000 | 1000 | 1000 | 1000 | 1000 | 1000 | 1000 | 1000 | 1000 | 1000 | 24000
2021-04-10 | 1000 | 1000 | 1000 | 1000 | 1000 | 1000 | 1000 | 1000 | 1000 | 1000 | 1000 | 1000 | 1000 | 1000 | 1000 | 1000 | 1000 | 1000 | 1000 | 1000 | 1000 | 1000 | 1000 | 1000 | 24000
2021-04-11 | 1000 | 1000 | 1000 | 1000 | 1000 | 1000 | 1000 | 1000 | 1000 | 1000 | 1000 | 1000 | 1000 | 1000 | 1000 | 1000 | 1000 | 1000 | 1000 | 1000 | 1000 | 1000 | 1000 | 1000 | 24000
2021-04-12 | 1000 | 1000 | 1000 | 1000 | 1000 | 1000 | 1000 | 1000 | 1000 | 1000 | 1000 | 1000 | 1000 | 1000 | 1000 | 1000 | 1000 | 1000 | 1000 | 1000 | 1000 | 1000 | 1000 | 1000 | 24000
2021-04-13 | 1000 | 1000 | 1000 | 1000 | 1000 | 1000 | 1000 | 1000 | 1000 | 1000 | 1000 | 1000 | 1000 | 1000 | 1000 | 1000 | 1000 | 1000 | 1000 | 1000 | 1000 | 1000 | 1000 | 1000 | 24000
2021-04-14 | 1000 | 1000 | 1000 | 1000 | 1000 | 1000 | 1000 | 1000 | 1000 | 1000 | 1000 | 1000 | 1000 | 1000 | 1000 | 1000 | 1000 | 1000 | 1000 | 1000 | 1000 | 1000 | 1000 | 1000 | 24000
2021-04-15 | 1000 | 1000 | 1000 | 1000 | 1000 | 1000 | 1000 | 1000 | 1000 | 1000 | 1000 | 1000 | 1000 | 1000 | 1000 | 1000 | 1000 | 1000 | 1000 | 1000 | 1000 | 1000 | 1000 | 1000 | 24000
2021-04-16 | 1000 | 1000 | 1000 | 1000 | 1000 | 1000 | 1000 | 1000 | 1000 | 1000 | 1000 | 1000 | 1000 | 1000 | 1000 | 1000 | 1000 | 1000 | 1000 | 1000 | 1000 | 1000 | 1000 | 1000 | 24000
2021-04-17 | 1000 | 1000 | 1000 | 1000 | 1000 | 1000 | 1000 | 1000 | 1000 | 1000 | 1000 | 1000 | 1000 | 1000 | 1000 | 1000 | 1000 | 1000 | 1000 | 1000 | 1000 | 1000 | 1000 | 1000 | 24000
2021-04-18 | 1000 | 1000 | 1000 | 1000 | 1000 | 1000 | 1000 | 1000 | 1000 | 1000 | 1000 | 1000 | 1000 | 1000 | 1000 | 1000 | 1000 | 1000 | 1000 | 1000 | 1000 | 1000 | 1000 | 1000 | 24000
2021-04-19 | 1000 | 1000 | 1000 | 1000 | 1000 | 1000 | 1000 | 1000 | 1000 | 1000 | 1000 | 1000 | 1000 | 1000 | 1000 | 1000 | 1000 | 1000 | 1000 | 1000 | 1000 | 1000 | 1000 | 1000 | 24000
2021-04-20 | 1000 | 1000 | 1000 | 1000 | 1000 | 1000 | 1000 | 1000 | 1000 | 1000 | 1000 | 1000 | 1000 | 1000 | 1000 | 1000 | 1000 | 1000 | 1000 | 1000 | 1000 | 1000 | 1000 | 1000 | 24000
2021-04-21 | 1000 | 1000 | 1000 | 1000 | 1000 | 1000 | 1000 | 1000 | 1000 | 1000 | 1000 | 1000 | 1000 | 1000 | 1000 | 1000 | 1000 | 1000 | 1000 | 1000 | 1000 | 1000 | 1000 | 1000 | 24000
2021-04-22 | 1000 | 1000 | 1000 | 1000 | 1000 | 1000 | 1000 | 1000 | 1000 | 1000 | 1000 | 1000 | 1000 | 1000 | 1000 | 1000 | 1000 | 1000 | 1000 | 1000 | 1000 | 1000 | 1000 | 1000 | 24000
2021-04-23 | 1000 | 1000 | 1000 | 1000 | 1000 | 1000 | 1000 | 1000 | 1000 | 1000 | 1000 | 1000 | 1000 | 1000 | 1000 | 1000 | 1000 | 1000 | 1000 | 1000 | 1000 | 1000 | 1000 | 1000 | 24000
2021-04-24 | 1000 | 1000 | 1000 | 1000 | 1000 | 1000 | 1000 | 1000 | 1000 | 1000 | 1000 | 1000 | 1000 | 1000 | 1000 | 1000 | 1000 | 1000 | 1000 | 1000 | 1000 | 1000 | 1000 | 1000 | 24000
2021-04-25 | 1000 | 1000 | 1000 | 1000 | 1000 | 1000 | 1000 | 1000 | 1000 | 1000 | 1000 | 1000 | 1000 | 1000 | 1000 | 1000 | 1000 | 1000 | 1000 | 1000 | 1000 | 1000 | 1000 | 1000 | 24000
2021-04-26 | 1000 | 1000 | 1000 | 1000 | 1000 | 1000 | 1000 | 1000 | 1000 | 1000 | 1000 | 1000 | 1000 | 1000 | 1000 | 1000 | 1000 | 1000 | 1000 | 1000 | 1000 | 1000 | 1000 | 1000 | 24000
2021-04-27 | 1000 | 1000 | 1000 | 1000 | 1000 | 1000 | 1000 | 1000 | 1000 | 1000 | 1000 | 1000 | 1000 | 1000 | 1000 | 1000 | 1000 | 1000 | 1000 | 1000 | 1000 | 1000 | 1000 | 1000 | 24000
2021-04-28 | 1000 | 1000 | 1000 | 1000 | 1000 | 1000 | 1000 | 1000 | 1000 | 1000 | 1000 | 1000 | 1000 | 1000 | 1000 | 1000 | 1000 | 1000 | 1000 | 1000 | 1000 | 1000 | 1000 | 1000 | 24000
2021-04-29 | 1000 | 1000 | 1000 | 1000 | 1000 | 1000 | 1000 | 1000 | 1000 | 1000 | 1000 | 1000 | 1000 | 1000 | 1000 | 1000 | 1000 | 1000 | 1000 | 1000 | 1000 | 1000 | 1000 | 1000 | 24000
2021-04-30 | 1000 | 1000 | 1000 | 1000 | 1000 | 1000 | 1000 | 1000 | 1000 | 1000 | 1000 | 1000 | 1000 | 1000 | 1000 | 1000 | 1000 | 1000 | 1000 | 1000 | 1000 | 1000 | 1000 | 1000 | 24000
2021-05-01 | 1000 | 1000 | 1000 | 1000 | 1000 | 1000 | 1000 | 1000 | 1000 | 1000 | 1000 | 1000 | 1000 | 1000 | 1000 | 1000 | 1000 | 1000 | 1000 | 1000 | 1000 | 1000 | 1000 | 1000 | 24000
2021-05-02 | 1000 | 1000 | 1000 | 1000 | 1000 | 1000 | 1000 | 1000 | 1000 | 1000 | 1000 | 1000 | 1000 | 1000 | 1000 | 1000 | 1000 | 1000 | 1000 | 1000 | 1000 | 1000 | 1000 | 1000 | 24000
2021-05-03 | 1000 | 1000 | 1000 | 1000 | 1000 | 1000 | 1000 | 1000 | 1000 | 1000 | 1000 | 1000 | 1000 | 1000 | 1000 | 1000 | 1000 | 1000 | 1000 | 1000 | 1000 | 1000 | 1000 | 1000 | 24000
2021-05-04 | 1000 | 1000 | 1000 | 1000 | 1000 | 1000 | 1000 | 1000 | 1000 | 1000 | 1000 | 1000 | 1000 | 1000 | 1000 | 1000 | 1000 | 1000 | 1000 | 1000 | 1000 | 1000 | 1000 | 1000 | 24000
2021-05-05 | 1000 | 1000 | 1000 | 1000 | 1000 | 1000 | 1000 | 1000 | 1000 | 1000 | 1000 | 1000 | 1000 | 1000 | 1000 | 1000 | 1000 | 1000 | 1000 | 1000 | 1000 | 1000 | 1000 | 1000 | 24000
2021-05-06 | 1000 | 1000 | 1000 | 1000 | 1000 | 1000 | 1000 | 1000 | 1000 | 1000 | 1000 | 1000 | 1000 | 1000 | 1000 | 1000 | 1000 | 1000 | 1000 | 1000 | 1000 | 1000 | 1000 | 1000 | 24000
2021-05-07 | 1000 | 1000 | 1000 | 1000 | 1000 | 1000 | 1000 | 1000 | 1000 | 1000 | 1000 | 1000 | 1000 | 1000 | 1000 | 1000 | 1000 | 1000 | 1000 | 1000 | 1000 | 1000 | 1000 | 1000 | 24000
2021-05-08 | 1000 | 1000 | 1000 | 1000 | 1000 | 1000 | 1000 | 1000 | 1000 | 1000 | 1000 | 1000 | 1000 | 1000 | 1000 | 1000 | 1000 | 1000 | 1000 | 1000 | 1000 | 1000 | 1000 | 1000 | 24000
2021-05-09 | 1000 | 1000 | 1000 | 1000 | 1000 | 1000 | 1000 | 1000 | 1000 | 1000 | 1000 | 1000 | 1000 | 1000 | 1000 | 1000 | 1000 | 1000 | 1000 | 1000 | 1000 | 1000 | 1000 | 1000 | 24000
2021-05-10 | 1000 | 1000 | 1000 | 1000 | 1000 | 1000 | 1000 | 1000 | 1000 | 1000 | 1000 | 1000 | 1000 | 1000 | 1000 | 1000 | 1000 | 1000 | 1000 | 1000 | 1000 | 1000 | 1000 | 1000 | 24000
2021-05-11 | 1000 | 1000 | 1000 | 1000 | 1000 | 1000 | 1000 | 1000 | 1000 | 1000 | 1000 | 1000 | 1000 | 1000 | 1000 | 1000 | 1000 | 1000 | 1000 | 1000 | 1000 | 1000 | 1000 | 1000 | 24000
2021-05-12 | 1000 | 1000 | 1000 | 1000 | 1000 | 1000 | 1000 | 1000 | 1000 | 1000 | 1000 | 1000 | 1000 | 1000 | 1000 | 1000 | 1000 | 1000 | 1000 | 1000 | 1000 | 1000 | 1000 | 1000 | 24000
2021-05-13 | 1000 | 1000 | 1000 | 1000 | 1000 | 1000 | 1000 | 1000 | 1000 | 1000 | 1000 | 1000 | 1000 | 1000 | 1000 | 1000 | 1000 | 1000 | 1000 | 1000 | 1000 | 1000 | 1000 | 1000 | 24000
2021-05-14 | 1000 | 1000 | 1000 | 1000 | 1000 | 1000 | 1000 | 1000 | 1000 | 1000 | 1000 | 1000 | 1000 | 1000 | 1000 | 1000 | 1000 | 1000 | 1000 | 1000 | 1000 | 1000 | 1000 | 1000 | 24000
2021-05-15 | 1000 | 1000 | 1000 | 1000 | 1000 | 1000 | 1000 | 1000 | 1000 | 1000 | 1000 | 1000 | 1000 | 1000 | 1000 | 1000 | 1000 | 1000 | 1000 | 1000 | 1000 | 1000 | 1000 | 1000 | 24000
2021-05-16 | 1000 | 1000 | 1000 | 1000 | 1000 | 1000 | 1000 | 1000 | 1000 | 1000 | 1000 | 1000 | 1000 | 1000 | 1000 | 1000 | 1000 | 1000 | 1000 | 1000 | 1000 | 1000 | 1000 | 1000 | 24000
2021-05-17 | 1000 | 1000 | 1000 | 1000 | 1000 | 1000 | 1000 | 1000 | 1000 | 1000 | 1000 | 1000 | 1000 | 1000 | 1000 | 1000 | 1000 | 1000 | 1000 | 1000 | 1000 | 1000 | 1000 | 1000 | 24000
2021-05-18 | 1000 | 1000 | 1000 | 1000 | 1000 | 1000 | 1000 | 1000 | 1000 | 1000 | 1000 | 1000 | 1000 | 1000 | 1000 | 1000 | 1000 | 1000 | 1000 | 1000 | 1000 | 1000 | 1000 | 1000 | 24000
2021-05-19 | 1000 | 1000 | 1000 | 1000 | 1000 | 1000 | 1000 | 1000 | 1000 | 1000 | 1000 | 1000 | 1000 | 1000 | 1000 | 1000 | 1000 | 1000 | 1000 | 1000 | 1000 | 1000 | 1000 | 1000 | 24000
2021-05-20 | 1000 | 1000 | 1000 | 1000 | 1000 | 1000 | 1000 | 1000 | 1000 | 1000 | 1000 | 1000 | 1000 | 1000 | 1000 | 1000 | 1000 | 1000 | 1000 | 1000 | 1000 | 1000 | 1000 | 1000 | 24000
2021-05-21 | 1000 | 1000 | 1000 | 1000 | 1000 | 1000 | 1000 | 1000 | 1000 | 1000 | 1000 | 1000 | 1000 | 1000 | 1000 | 1000 | 1000 | 1000 | 1000 | 1000 | 1000 | 1000 | 1000 | 1000 | 24000
2021-05-22 | 1000 | 1000 | 1000 | 1000 | 1000 | 1000 | 1000 | 1000 | 1000 | 1000 | 1000 | 1000 | 1000 | 1000 | 1000 | 1000 | 1000 | 1000 | 1000 | 1000 | 1000 | 1000 | 1000 | 1000 | 24000
2021-05-23 | 1000 | 1000 | 1000 | 1000 | 1000 | 1000 | 1000 | 1000 | 1000 | 1000 | 1000 | 1000 | 1000 | 1000 | 1000 | 1000 | 1000 | 1000 | 1000 | 1000 | 1000 | 1000 | 1000 | 1000 | 24000
2021-05-24 | 1000 | 1000 | 1000 | 1000 | 1000 | 1000 | 1000 | 1000 | 1000 | 1000 | 1000 | 1000 | 1000 | 1000 | 1000 | 1000 | 1000 | 1000 | 1000 | 1000 | 1000 | 1000 | 1000 | 1000 | 24000
2021-05-25 | 1000 | 1000 | 1000 | 1000 | 1000 | 1000 | 1000 | 1000 | 1000 | 1000 | 1000 | 1000 | 1000 | 1000 | 1000 | 1000 | 1000 | 1000 | 1000 | 1000 | 1000 | 1000 | 1000 | 1000 | 24000
2021-05-26 | 1000 | 1000 | 1000 | 1000 | 1000 | 1000 | 1000 | 1000 | 1000 | 1000 | 1000 | 1000 | 1000 | 1000 | 1000 | 1000 | 1000 | 1000 | 1000 | 1000 | 1000 | 1000 | 1000 | 1000 | 24000
2021-05-27 | 1000 | 1000 | 1000 | 1000 | 1000 | 1000 | 1000 | 1000 | 1000 | 1000 | 1000 | 1000 | 1000 | 1000 | 1000 | 1000 | 1000 | 1000 | 1000 | 1000 | 1000 | 1000 | 1000 | 1000 | 24000
2021-05-28 | 1000 | 1000 | 1000 | 1000 | 1000 | 1000 | 1000 | 1000 | 1000 | 1000 | 1000 | 1000 | 1000 | 1000 | 1000 | 1000 | 1000 | 1000 | 1000 | 1000 | 1000 | 1000 | 1000 | 1000 | 24000
2021-05-29 | 1000 | 1000 | 1000 | 1000 | 1000 | 1000 | 1000 | 1000 | 1000 | 1000 | 1000 | 1000 | 1000 | 1000 | 1000 | 1000 | 1000 | 1000 | 1000 | 1000 | 1000 | 1000 | 1000 | 1000 | 24000
2021-05-30 | 1000 | 1000 | 1000 | 1000 | 1000 | 1000 | 1000 | 1000 | 1000 | 1000 | 1000 | 1000 | 1000 | 1000 | 1000 | 1000 | 1000 | 1000 | 1000 | 1000 | 1000 | 1000 | 1000 | 1000 | 24000
2021-05-31 | 1000 | 1000 | 1000 | 1000 | 1000 | 1000 | 1000 | 1000 | 1000 | 1000 | 1000 | 1000 | 1000 | 1000 | 1000 | 1000 | 1000 | 1000 | 1000 | 1000 | 1000 | 1000 | 1000 | 1000 | 24000
2021-06-01 | 1000 | 1000 | 1000 | 1000 | 1000 | 1000 | 1000 | 1000 | 1000 | 1000 | 1000 | 1000 | 1000 | 1000 | 1000 | 1000 | 1000 | 1000 | 1000 | 1000 | 1000 | 1000 | 1000 | 1000 | 24000
2021-06-02 | 1000 | 1000 | 1000 | 1000 | 1000 | 1000 | 1000 | 1000 | 1000 | 1000 | 1000 | 1000 | 1000 | 1000 | 1000 | 1000 | 1000 | 1000 | 1000 | 1000 | 1000 | 1000 | 1000 | 1000 | 24000
2021-06-03 | 1000 | 1000 | 1000 | 1000 | 1000 | 1000 | 1000 | 1000 | 1000 | 1000 | 1000 | 1000 | 1000 | 1000 | 1000 | 1000 | 1000 | 1000 | 1000 | 1000 | 1000 | 1000 | 1000 | 1000 | 24000
2021-06-04 | 1000 | 1000 | 1000 | 1000 | 1000 | 1000 | 1000 | 1000 | 1000 | 1000 | 1000 | 1000 | 1000 | 1000 | 1000 | 1000 | 1000 | 1000 | 1000 | 1000 | 1000 | 1000 | 1000 | 1000 | 24000
2021-06-05 | 1000 | 1000 | 1000 | 1000 | 1000 | 1000 | 1000 | 1000 | 1000 | 1000 | 1000 | 1000 | 1000 | 1000 | 1000 | 1000 | 1000 | 1000 | 1000 | 1000 | 1000 | 1000 | 1000 | 1000 | 24000
2021-06-06 | 1000 | 1000 | 1000 | 1000 | 1000 | 1000 | 1000 | 1000 | 1000 | 1000 | 1000 | 1000 | 1000 | 1000 | 1000 | 1000 | 1000 | 1000 | 1000 | 1000 | 1000 | 1000 | 1000 | 1000 | 24000
2021-06-07 | 1000 | 1000 | 1000 | 1000 | 1000 | 1000 | 1000 | 1000 | 1000 | 1000 | 1000 | 1000 | 1000 | 1000 | 1000 | 1000 | 1000 | 1000 | 1000 | 1000 | 1000 | 1000 | 1000 | 1000 | 24000
2021-06-08 | 1000 | 1000 | 1000 | 1000 | 1000 | 1000 | 1000 | 1000 | 1000 | 1000 | 1000 | 1000 | 1000 | 1000 | 1000 | 1000 | 1000 | 1000 | 1000 | 1000 | 1000 | 1000 | 1000 | 1000 | 24000
2021-06-09 | 1000 | 1000 | 1000 | 1000 | 1000 | 1000 | 1000 | 1000 | 1000 | 1000 | 1000 | 1000 | 1000 | 1000 | 1000 | 1000 | 1000 | 1000 | 1000 | 1000 | 1000 | 1000 | 1000 | 1000 | 24000
2021-06-10 | 1000 | 1000 | 1000 | 1000 | 1000 | 1000 | 1000 | 1000 | 1000 | 1000 | 1000 | 1000 | 1000 | 1000 | 1000 | 1000 | 1000 | 1000 | 1000 | 1000 | 1000 | 1000 | 1000 | 1000 | 24000
2021-06-11 | 1000 | 1000 | 1000 | 1000 | 1000 | 1000 | 1000 | 1000 | 1000 | 1000 | 1000 | 1000 | 1000 | 1000 | 1000 | 1000 | 1000 | 1000 | 1000 | 1000 | 1000 | 1000 | 1000 | 1000 | 24000
2021-06-12 | 1000 | 1000 | 1000 | 1000 | 1000 | 1000 | 1000 | 1000 | 1000 | 1000 | 1000 | 1000 | 1000 | 1000 | 1000 | 1000 | 1000 | 1000 | 1000 | 1000 | 1000 | 1000 | 1000 | 1000 | 24000
2021-06-13 | 1000 | 1000 | 1000 | 1000 | 1000 | 1000 | 1000 | 1000 | 1000 | 1000 | 1000 | 1000 | 1000 | 1000 | 1000 | 1000 | 1000 | 1000 | 1000 | 1000 | 1000 | 1000 | 1000 | 1000 | 24000
2021-06-14 | 1000 | 1000 | 1000 | 1000 | 1000 | 1000 | 1000 | 1000 | 1000 | 1000 | 1000 | 1000 | 1000 | 1000 | 1000 | 1000 | 1000 | 1000 | 1000 | 1000 | 1000 | 1000 | 1000 | 1000 | 24000
2021-06-15 | 1000 | 1000 | 1000 | 1000 | 1000 | 1000 | 1000 | 1000 | 1000 | 1000 | 1000 | 1000 | 1000 | 1000 | 1000 | 1000 | 1000 | 1000 | 1000 | 1000 | 1000 | 1000 | 1000 | 1000 | 24000
2021-06-16 | 1000 | 1000 | 1000 | 1000 | 1000 | 1000 | 1000 | 1000 | 1000 | 1000 | 1000 | 1000 | 1000 | 1000 | 1000 | 1000 | 1000 | 1000 | 1000 | 1000 | 1000 | 1000 | 1000 | 1000 | 24000
2021-06-17 | 1000 | 1000 | 1000 | 1000 | 1000 | 1000 | 1000 | 1000 | 1000 | 1000 | 1000 | 1000 | 1000 | 1000 | 1000 | 1000 | 1000 | 1000 | 1000 | 1000 | 1000 | 1000 | 1000 | 1000 | 24000
2021-06-18 | 1000 | 1000 | 1000 | 1000 | 1000 | 1000 | 1000 | 1000 | 1000 | 1000 | 1000 | 1000 | 1000 | 1000 | 1000 | 1000 | 1000 | 1000 | 1000 | 1000 | 1000 | 1000 | 1000 | 1000 | 24000
2021-06-19 | 1000 | 1000 | 1000 | 1000 | 1000 | 1000 | 1000 | 1000 | 1000 | 1000 | 1000 | 1000 | 1000 | 1000 | 1000 | 1000 | 1000 | 1000 | 1000 | 1000 | 1000 | 1000 | 1000 | 1000 | 24000
2021-06-20 | 1000 | 1000 | 1000 | 1000 | 1000 | 1000 | 1000 | 1000 | 1000 | 1000 | 1000 | 1000 | 1000 | 1000 | 1000 | 1000 | 1000 | 1000 | 1000 | 1000 | 1000 | 1000 | 1000 | 1000 | 24000
2021-06-21 | 1000 | 1000 | 1000 | 1000 | 1000 | 1000 | 1000 | 1000 | 1000 | 1000 | 1000 | 1000 | 1000 | 1000 | 1000 | 1000 | 1000 | 1000 | 1000 | 1000 | 1000 | 1000 | 1000 | 1000 | 24000
2021-06-22 | 1000 | 1000 | 1000 | 1000 | 1000 | 1000 | 1000 | 1000 | 1000 | 1000 | 1000 | 1000 | 1000 | 1000 | 1000 | 1000 | 1000 | 1000 | 1000 | 1000 | 1000 | 1000 | 1000 | 1000 | 24000
2021-06-23 | 1000 | 1000 | 1000 | 1000 | 1000 | 1000 | 1000 | 1000 | 1000 | 1000 | 1000 | 1000 | 1000 | 1000 | 1000 | 1000 | 1000 | 1000 | 1000 | 1000 | 1000 | 1000 | 1000 | 1000 | 24000
2021-06-24 | 1000 | 1000 | 1000 | 1000 | 1000 | 1000 | 1000 | 1000 | 1000 | 1000 | 1000 | 1000 | 1000 | 1000 | 1000 | 1000 | 1000 | 1000 | 1000 | 1000 | 1000 | 1000 | 1000 | 1000 | 24000
2021-06-25 | 1000 | 1000 | 1000 | 1000 | 1000 | 1000 | 1000 | 1000 | 1000 | 1000 | 1000 | 1000 | 1000 | 1000 | 1000 | 1000 | 1000 | 1000 | 1000 | 1000 | 1000 | 1000 | 1000 | 1000 | 24000
2021-06-26 | 1000 | 1000 | 1000 | 1000 | 1000 | 1000 | 1000 | 1000 | 1000 | 1000 | 1000 | 1000 | 1000 | 1000 | 1000 | 1000 | 1000 | 1000 | 1000 | 1000 | 1000 | 1000 | 1000 | 1000 | 24000
2021-06-27 | 1000 | 1000 | 1000 | 1000 | 1000 | 1000 | 1000 | 1000 | 1000 | 1000 | 1000 | 1000 | 1000 | 1000 | 1000 | 1000 | 1000 | 1000 | 1000 | 1000 | 1000 | 1000 | 1000 | 1000 | 24000
2021-06-28 | 1000 | 1000 | 1000 | 1000 | 1000 | 1000 | 1000 | 1000 | 1000 | 1000 | 1000 | 1000 | 1000 | 1000 | 1000 | 1000 | 1000 | 1000 | 1000 | 1000 | 1000 | 1000 | 1000 | 1000 | 24000
2021-06-29 | 1000 | 1000 | 1000 | 1000 | 1000 | 1000 | 1000 | 1000 | 1000 | 1000 | 1000 | 1000 | 1000 | 1000 | 1000 | 1000 | 1000 | 1000 | 1000 | 1000 | 1000 | 1000 | 1000 | 1000 | 24000
2021-06-30 | 1000 | 1000 | 1000 | 1000 | 1000 | 1000 | 1000 | 1000 | 1000 | 1000 | 1000 | 1000 | 1000 | 1000 | 1000 | 1000 | 1000 | 1000 | 1000 | 1000 | 1000 | 1000 | 1000 | 1000 | 24000
2021-07-01 | 1000 | 1000 | 1000 | 1000 | 1000 | 1000 | 1000 | 1000 | 1000 | 1000 | 1000 | 1000 | 1000 | 1000 | 1000 | 1000 | 1000 | 1000 | 1000 | 1000 | 1000 | 1000 | 1000 | 1000 | 24000
2021-07-02 | 1000 | 1000 | 1000 | 1000 | 1000 | 1000 | 1000 | 1000 | 1000 | 1000 | 1000 | 1000 | 1000 | 1000 | 1000 | 1000 | 1000 | 1000 | 1000 | 1000 | 1000 | 1000 | 1000 | 1000 | 24000
2021-07-03 | 1000 | 1000 | 1000 | 1000 | 1000 | 1000 | 1000 | 1000 | 1000 | 1000 | 1000 | 1000 | 1000 | 1000 | 1000 | 1000 | 1000 | 1000 | 1000 | 1000 | 1000 | 1000 | 1000 | 1000 | 24000
2021-07-04 | 1000 | 1000 | 1000 | 1000 | 1000 | 1000 | 1000 | 1000 | 1000 | 1000 | 1000 | 1000 | 1000 | 1000 | 1000 | 1000 | 1000 | 1000 | 1000 | 1000 | 1000 | 1000 | 1000 | 1000 | 24000
2021-07-05 | 1000 | 1000 | 1000 | 1000 | 1000 | 1000 | 1000 | 1000 | 1000 | 1000 | 1000 | 1000 | 1000 | 1000 | 1000 | 1000 | 1000 | 1000 | 1000 | 1000 | 1000 | 1000 | 1000 | 1000 | 24000
2021-07-06 | 1000 | 1000 | 1000 | 1000 | 1000 | 1000 | 1000 | 1000 | 1000 | 1000 | 1000 | 1000 | 1000 | 1000 | 1000 | 1000 | 1000 | 1000 | 1000 | 1000 | 1000 | 1000 | 1000 | 1000 | 24000
2021-07-07 | 1000 | 1000 | 1000 | 1000 | 1000 | 1000 | 1000 | 1000 | 1000 | 1000 | 1000 | 1000 | 1000 | 1000 | 1000 | 1000 | 1000 | 1000 | 1000 | 1000 | 1000 | 1000 | 1000 | 1000 | 24000
2021-07-08 | 1000 | 1000 | 1000 | 1000 | 1000 | 1000 | 1000 | 1000 | 1000 | 1000 | 1000 | 1000 | 1000 | 1000 | 1000 | 1000 | 1000 | 1000 | 1000 | 1000 | 1000 | 1000 | 1000 | 1000 | 24000
2021-07-09 | 1000 | 1000 | 1000 | 1000 | 1000 | 1000 | 1000 | 1000 | 1000 | 1000 | 1000 | 1000 | 1000 | 1000 | 1000 | 1000 | 1000 | 1000 | 1000 | 1000 | 1000 | 1000 | 1000 | 1000 | 24000
2021-07-10 | 1000 | 1000 | 1000 | 1000 | 1000 | 1000 | 1000 | 1000 | 1000 | 1000 | 1000 | 1000 | 1000 | 1000 | 1000 | 1000 | 1000 | 1000 | 1000 | 1000 | 1000 | 1000 | 1000 | 1000 | 24000
2021-07-11 | 1000 | 1000 | 1000 | 1000 | 1000 | 1000 | 1000 | 1000 | 1000 | 1000 | 1000 | 1000 | 1000 | 1000 | 1000 | 1000 | 1000 | 1000 | 1000 | 1000 | 1000 | 1000 | 1000 | 1000 | 24000
2021-07-12 | 1000 | 1000 | 1000 | 1000 | 1000 | 1000 | 1000 | 1000 | 1000 | 1000 | 1000 | 1000 | 1000 | 1000 | 1000 | 1000 | 1000 | 1000 | 1000 | 1000 | 1000 | 1000 | 1000 | 1000 | 24000
2021-07-13 | 1000 | 1000 | 1000 | 1000 | 1000 | 1000 | 1000 | 1000 | 1000 | 1000 | 1000 | 1000 | 1000 | 1000 | 1000 | 1000 | 1000 | 1000 | 1000 | 1000 | 1000 | 1000 | 1000 | 1000 | 24000
2021-07-14 | 1000 | 1000 | 1000 | 1000 | 1000 | 1000 | 1000 | 1000 | 1000 | 1000 | 1000 | 1000 | 1000 | 1000 | 1000 | 1000 | 1000 | 1000 | 1000 | 1000 | 1000 | 1000 | 1000 | 1000 | 24000
2021-07-15 | 1000 | 1000 | 1000 | 1000 | 1000 | 1000 | 1000 | 1000 | 1000 | 1000 | 1000 | 1000 | 1000 | 1000 | 1000 | 1000 | 1000 | 1000 | 1000 | 1000 | 1000 | 1000 | 1000 | 1000 | 24000
2021-07-16 | 1000 | 1000 | 1000 | 1000 | 1000 | 1000 | 1000 | 1000 | 1000 | 1000 | 1000 | 1000 | 1000 | 1000 | 1000 | 1000 | 1000 | 1000 | 1000 | 1000 | 1000 | 1000 | 1000 | 1000 | 24000
2021-07-17 | 1000 | 1000 | 1000 | 1000 | 1000 | 1000 | 1000 | 1000 | 1000 | 1000 | 1000 | 1000 | 1000 | 1000 | 1000 | 1000 | 1000 | 1000 | 1000 | 1000 | 1000 | 1000 | 1000 | 1000 | 24000
2021-07-18 | 1000 | 1000 | 1000 | 1000 | 1000 | 1000 | 1000 | 1000 | 1000 | 1000 | 1000 | 1000 | 1000 | 1000 | 1000 | 1000 | 1000 | 1000 | 1000 | 1000 | 1000 | 1000 | 1000 | 1000 | 24000
2021-07-19 | 1000 | 1000 | 1000 | 1000 | 1000 | 1000 | 1000 | 1000 | 1000 | 1000 | 1000 | 1000 | 1000 | 1000 | 1000 | 1000 | 1000 | 1000 | 1000 | 1000 | 1000 | 1000 | 1000 | 1000 | 24000
2021-07-20 | 1000 | 1000 | 1000 | 1000 | 1000 | 1000 | 1000 | 1000 | 1000 | 1000 | 1000 | 1000 | 1000 | 1000 | 1000 | 1000 | 1000 | 1000 | 1000 | 1000 | 1000 | 1000 | 1000 | 1000 | 24000
2021-07-21 | 1000 | 1000 | 1000 | 1000 | 1000 | 1000 | 1000 | 1000 | 1000 | 1000 | 1000 | 1000 | 1000 | 1000 | 1000 | 1000 | 1000 | 1000 | 1000 | 1000 | 1000 | 1000 | 1000 | 1000 | 24000
2021-07-22 | 1000 | 1000 | 1000 | 1000 | 1000 | 1000 | 1000 | 1000 | 1000 | 1000 | 1000 | 1000 | 1000 | 1000 | 1000 | 1000 | 1000 | 1000 | 1000 | 1000 | 1000 | 1000 | 1000 | 1000 | 24000
2021-07-23 | 1000 | 1000 | 1000 | 1000 | 1000 | 1000 | 1000 | 1000 | 1000 | 1000 | 1000 | 1000 | 1000 | 1000 | 1000 | 1000 | 1000 | 1000 | 1000 | 1000 | 1000 | 1000 | 1000 | 1000 | 24000
2021-07-24 | 1000 | 1000 | 1000 | 1000 | 1000 | 1000 | 1000 | 1000 | 1000 | 1000 | 1000 | 1000 | 1000 | 1000 | 1000 | 1000 | 1000 | 1000 | 1000 | 1000 | 1000 | 1000 | 1000 | 1000 | 24000
2021-07-25 | 1000 | 1000 | 1000 | 1000 | 1000 | 1000 | 1000 | 1000 | 1000 | 1000 | 1000 | 1000 | 1000 | 1000 | 1000 | 1000 | 1000 | 1000 | 1000 | 1000 | 1000 | 1000 | 1000 | 1000 | 24000
2021-07-26 | 1000 | 1000 | 1000 | 1000 | 1000 | 1000 | 1000 | 1000 | 1000 | 1000 | 1000 | 1000 | 1000 | 1000 | 1000 | 1000 | 1000 | 1000 | 1000 | 1000 | 1000 | 1000 | 1000 | 1000 | 24000
2021-07-27 | 1000 | 1000 | 1000 | 1000 | 1000 | 1000 | 1000 | 1000 | 1000 | 1000 | 1000 | 1000 | 1000 | 1000 | 1000 | 1000 | 1000 | 1000 | 1000 | 1000 | 1000 | 1000 | 1000 | 1000 | 24000
2021-07-28 | 1000 | 1000 | 1000 | 1000 | 1000 | 1000 | 1000 | 1000 | 1000 | 1000 | 1000 | 1000 | 1000 | 1000 | 1000 | 1000 | 1000 | 1000 | 1000 | 1000 | 1000 | 1000 | 1000 | 1000 | 24000
2021-07-29 | 1000 | 1000 | 1000 | 1000 | 1000 | 1000 | 1000 | 1000 | 1000 | 1000 | 1000 | 1000 | 1000 | 1000 | 1000 | 1000 | 1000 | 1000 | 1000 | 1000 | 1000 | 1000 | 1000 | 1000 | 24000
2021-07-30 | 1000 | 1000 | 1000 | 1000 | 1000 | 1000 | 1000 | 1000 | 1000 | 1000 | 1000 | 1000 | 1000 | 1000 | 1000 | 1000 | 1000 | 1000 | 1000 | 1000 | 1000 | 1000 | 1000 | 1000 | 24000
2021-07-31 | 1000 | 1000 | 1000 | 1000 | 1000 | 1000 | 1000 | 1000 | 1000 | 1000 | 1000 | 1000 | 1000 | 1000 | 1000 | 1000 | 1000 | 1000 | 1000 | 1000 | 1000 | 1000 | 1000 | 1000 | 24000
2021-08-01 | 1000 | 1000 | 1000 | 1000 | 1000 | 1000 | 1000 | 1000 | 1000 | 1000 | 1000 | 1000 | 1000 | 1000 | 1000 | 1000 | 1000 | 1000 | 1000 | 1000 | 1000 | 1000 | 1000 | 1000 | 24000
2021-08-02 | 1000 | 1000 | 1000 | 1000 | 1000 | 1000 | 1000 | 1000 | 1000 | 1000 | 1000 | 1000 | 1000 | 1000 | 1000 | 1000 | 1000 | 1000 | 1000 | 1000 | 1000 | 1000 | 1000 | 1000 | 24000
2021-08-03 | 1000 | 1000 | 1000 | 1000 | 1000 | 1000 | 1000 | 1000 | 1000 | 1000 | 1000 | 1000 | 1000 | 1000 | 1000 | 1000 | 1000 | 1000 | 1000 | 1000 | 1000 | 1000 | 1000 | 1000 | 24000
2021-08-04 | 1000 | 1000 | 1000 | 1000 | 1000 | 1000 | 1000 | 1000 | 1000 | 1000 | 1000 | 1000 | 1000 | 1000 | 1000 | 1000 | 1000 | 1000 | 1000 | 1000 | 1000 | 1000 | 1000 | 1000 | 24000
2021-08-05 | 1000 | 1000 | 1000 | 1000 | 1000 | 1000 | 1000 | 1000 | 1000 | 1000 | 1000 | 1000 | 1000 | 1000 | 1000 | 1000 | 1000 | 1000 | 1000 | 1000 | 1000 | 1000 | 1000 | 1000 | 24000
2021-08-06 | 1000 | 1000 | 1000 | 1000 | 1000 | 1000 | 1000 | 1000 | 1000 | 1000 | 1000 | 1000 | 1000 | 1000 | 1000 | 1000 | 1000 | 1000 | 1000 | 1000 | 1000 | 1000 | 1000 | 1000 | 24000
2021-08-07 | 1000 | 1000 | 1000 | 1000 | 1000 | 1000 | 1000 | 1000 | 1000 | 1000 | 1000 | 1000 | 1000 | 1000 | 1000 | 1000 | 1000 | 1000 | 1000 | 1000 | 1000 | 1000 | 1000 | 1000 | 24000
2021-08-08 | 1000 | 1000 | 1000 | 1000 | 1000 | 1000 | 1000 | 1000 | 1000 | 1000 | 1000 | 1000 | 1000 | 1000 | 1000 | 1000 | 1000 | 1000 | 1000 | 1000 | 1000 | 1000 | 1000 | 1000 | 24000
2021-08-09 | 1000 | 1000 | 1000 | 1000 | 1000 | 1000 | 1000 | 1000 | 1000 | 1000 | 1000 | 1000 | 1000 | 1000 | 1000 | 1000 | 1000 | 1000 | 1000 | 1000 | 1000 | 1000 | 1000 | 1000 | 24000
2021-08-10 | 1000 | 1000 | 1000 | 1000 | 1000 | 1000 | 1000 | 1000 | 1000 | 1000 | 1000 | 1000 | 1000 | 1000 | 1000 | 1000 | 1000 | 1000 | 1000 | 1000 | 1000 | 1000 | 1000 | 1000 | 24000
2021-08-11 | 1000 | 1000 | 1000 | 1000 | 1000 | 1000 | 1000 | 1000 | 1000 | 1000 | 1000 | 1000 | 1000 | 1000 | 1000 | 1000 | 1000 | 1000 | 1000 | 1000 | 1000 | 1000 | 1000 | 1000 | 24000
2021-08-12 | 1000 | 1000 | 1000 | 1000 | 1000 | 1000 | 1000 | 1000 | 1000 | 1000 | 1000 | 1000 | 1000 | 1000 | 1000 | 1000 | 1000 | 1000 | 1000 | 1000 | 1000 | 1000 | 1000 | 1000 | 24000
2021-08-13 | 1000 | 1000 | 1000 | 1000 | 1000 | 1000 | 1000 | 1000 | 1000 | 1000 | 1000 | 1000 | 1000 | 1000 | 1000 | 1000 | 1000 | 1000 | 1000 | 1000 | 1000 | 1000 | 1000 | 1000 | 24000
2021-08-14 | 1000 | 1000 | 1000 | 1000 | 1000 | 1000 | 1000 | 1000 | 1000 | 1000 | 1000 | 1000 | 1000 | 1000 | 1000 | 1000 | 1000 | 1000 | 1000 | 1000 | 1000 | 1000 | 1000 | 1000 | 24000
2021-08-15 | 1000 | 1000 | 1000 | 1000 | 1000 | 1000 | 1000 | 1000 | 1000 | 1000 | 1000 | 1000 | 1000 | 1000 | 1000 | 1000 | 1000 | 1000 | 1000 | 1000 | 1000 | 1000 | 1000 | 1000 | 24000
2021-08-16 | 1000 | 1000 | 1000 | 1000 | 1000 | 1000 | 1000 | 1000 | 1000 | 1000 | 1000 | 1000 | 1000 | 1000 | 1000 | 1000 | 1000 | 1000 | 1000 | 1000 | 1000 | 1000 | 1000 | 1000 | 24000
2021-08-17 | 1000 | 1000 | 1000 | 1000 | 1000 | 1000 | 1000 | 1000 | 1000 | 1000 | 1000 | 1000 | 1000 | 1000 | 1000 | 1000 | 1000 | 1000 | 1000 | 1000 | 1000 | 1000 | 1000 | 1000 | 24000
2021-08-18 | 1000 | 1000 | 1000 | 1000 | 1000 | 1000 | 1000 | 1000 | 1000 | 1000 | 1000 | 1000 | 1000 | 1000 | 1000 | 1000 | 1000 | 1000 | 1000 | 1000 | 1000 | 1000 | 1000 | 1000 | 24000
2021-08-19 | 1000 | 1000 | 1000 | 1000 | 1000 | 1000 | 1000 | 1000 | 1000 | 1000 | 1000 | 1000 | 1000 | 1000 | 1000 | 1000 | 1000 | 1000 | 1000 | 1000 | 1000 | 1000 | 1000 | 1000 | 24000
2021-08-20 | 1000 | 1000 | 1000 | 1000 | 1000 | 1000 | 1000 | 1000 | 1000 | 1000 | 1000 | 1000 | 1000 | 1000 | 1000 | 1000 | 1000 | 1000 | 1000 | 1000 | 1000 | 1000 | 1000 | 1000 | 24000
2021-08-21 | 1000 | 1000 | 1000 | 1000 | 1000 | 1000 | 1000 | 1000 | 1000 | 1000 | 1000 | 1000 | 1000 | 1000 | 1000 | 1000 | 1000 | 1000 | 1000 | 1000 | 1000 | 1000 | 1000 | 1000 | 24000
2021-08-22 | 1000 | 1000 | 1000 | 1000 | 1000 | 1000 | 1000 | 1000 | 1000 | 1000 | 1000 | 1000 | 1000 | 1000 | 1000 | 1000 | 1000 | 1000 | 1000 | 1000 | 1000 | 1000 | 1000 | 1000 | 24000
2021-08-23 | 1000 | 1000 | 1000 | 1000 | 1000 | 1000 | 1000 | 1000 | 1000 | 1000 | 1000 | 1000 | 1000 | 1000 | 1000 | 1000 | 1000 | 1000 | 1000 | 1000 | 1000 | 1000 | 1000 | 1000 | 24000
2021-08-24 | 1000 | 1000 | 1000 | 1000 | 1000 | 1000 | 1000 | 1000 | 1000 | 1000 | 1000 | 1000 | 1000 | 1000 | 1000 | 1000 | 1000 | 1000 | 1000 | 1000 | 1000 | 1000 | 1000 | 1000 | 24000
2021-08-25 | 1000 | 1000 | 1000 | 1000 | 1000 | 1000 | 1000 | 1000 | 1000 | 1000 | 1000 | 1000 | 1000 | 1000 | 1000 | 1000 | 1000 | 1000 | 1000 | 1000 | 1000 | 1000 | 1000 | 1000 | 24000
2021-08-26 | 1000 | 1000 | 1000 | 1000 | 1000 | 1000 | 1000 | 1000 | 1000 | 1000 | 1000 | 1000 | 1000 | 1000 | 1000 | 1000 | 1000 | 1000 | 1000 | 1000 | 1000 | 1000 | 1000 | 1000 | 24000
2021-08-27 | 1000 | 1000 | 1000 | 1000 | 1000 | 1000 | 1000 | 1000 | 1000 | 1000 | 1000 | 1000 | 1000 | 1000 | 1000 | 1000 | 1000 | 1000 | 1000 | 1000 | 1000 | 1000 | 1000 | 1000 | 24000
2021-08-28 | 1000 | 1000 | 1000 | 1000 | 1000 | 1000 | 1000 | 1000 | 1000 | 1000 | 1000 | 1000 | 1000 | 1000 | 1000 | 1000 | 1000 | 1000 | 1000 | 1000 | 1000 | 1000 | 1000 | 1000 | 24000
2021-08-29 | 1000 | 1000 | 1000 | 1000 | 1000 | 1000 | 1000 | 1000 | 1000 | 1000 | 1000 | 1000 | 1000 | 1000 | 1000 | 1000 | 1000 | 1000 | 1000 | 1000 | 1000 | 1000 | 1000 | 1000 | 24000
2021-08-30 | 1000 | 1000 | 1000 | 1000 | 1000 | 1000 | 1000 | 1000 | 1000 | 1000 | 1000 | 1000 | 1000 | 1000 | 1000 | 1000 | 1000 | 1000 | 1000 | 1000 | 1000 | 1000 | 1000 | 1000 | 24000
2021-08-31 | 1000 | 1000 | 1000 | 1000 | 1000 | 1000 | 1000 | 1000 | 1000 | 1000 | 1000 | 1000 | 1000 | 1000 | 1000 | 1000 | 1000 | 1000 | 1000 | 1000 | 1000 | 1000 | 1000 | 1000 | 24000
2021-09-01 | 1000 | 1000 | 1000 | 1000 | 1000 | 1000 | 1000 | 1000 | 1000 | 1000 | 1000 | 1000 | 1000 | 1000 | 1000 | 1000 | 1000 | 1000 | 1000 | 1000 | 1000 | 1000 | 1000 | 1000 | 24000
2021-09-02 | 1000 | 1000 | 1000 | 1000 | 1000 | 1000 | 1000 | 1000 | 1000 | 1000 | 1000 | 1000 | 1000 | 1000 | 1000 | 1000 | 1000 | 1000 | 1000 | 1000 | 1000 | 1000 | 1000 | 1000 | 24000
2021-09-03 | 1000 | 1000 | 1000 | 1000 | 1000 | 1000 | 1000 | 1000 | 1000 | 1000 | 1000 | 1000 | 1000 | 1000 | 1000 | 1000 | 1000 | 1000 | 1000 | 1000 | 1000 | 1000 | 1000 | 1000 | 24000
2021-09-04 | 1000 | 1000 | 1000 | 1000 | 1000 | 1000 | 1000 | 1000 | 1000 | 1000 | 1000 | 1000 | 1000 | 1000 | 1000 | 1000 | 1000 | 1000 | 1000 | 1000 | 1000 | 1000 | 1000 | 1000 | 24000
2021-09-05 | 1000 | 1000 | 1000 | 1000 | 1000 | 1000 | 1000 | 1000 | 1000 | 1000 | 1000 | 1000 | 1000 | 1000 | 1000 | 1000 | 1000 | 1000 | 1000 | 1000 | 1000 | 1000 | 1000 | 1000 | 24000
2021-09-06 | 1000 | 1000 | 1000 | 1000 | 1000 | 1000 | 1000 | 1000 | 1000 | 1000 | 1000 | 1000 | 1000 | 1000 | 1000 | 1000 | 1000 | 1000 | 1000 | 1000 | 1000 | 1000 | 1000 | 1000 | 24000
2021-09-07 | 1000 | 1000 | 1000 | 1000 | 1000 | 1000 | 1000 | 1000 | 1000 | 1000 | 1000 | 1000 | 1000 | 1000 | 1000 | 1000 | 1000 | 1000 | 1000 | 1000 | 1000 | 1000 | 1000 | 1000 | 24000
2021-09-08 | 1000 | 1000 | 1000 | 1000 | 1000 | 1000 | 1000 | 1000 | 1000 | 1000 | 1000 | 1000 | 1000 | 1000 | 1000 | 1000 | 1000 | 1000 | 1000 | 1000 | 1000 | 1000 | 1000 | 1000 | 24000
2021-09-09 | 1000 | 1000 | 1000 | 1000 | 1000 | 1000 | 1000 | 1000 | 1000 | 1000 | 1000 | 1000 | 1000 | 1000 | 1000 | 1000 | 1000 | 1000 | 1000 | 1000 | 1000 | 1000 | 1000 | 1000 | 24000
2021-09-10 | 1000 | 1000 | 1000 | 1000 | 1000 | 1000 | 1000 | 1000 | 1000 | 1000 | 1000 | 1000 | 1000 | 1000 | 1000 | 1000 | 1000 | 1000 | 1000 | 1000 | 1000 | 1000 | 1000 | 1000 | 24000
2021-09-11 | 1000 | 1000 | 1000 | 1000 | 1000 | 1000 | 1000 | 1000 | 1000 | 1000 | 1000 | 1000 | 1000 | 1000 | 1000 | 1000 | 1000 | 1000 | 1000 | 1000 | 1000 | 1000 | 1000 | 1000 | 24000
2021-09-12 | 1000 | 1000 | 1000 | 1000 | 1000 | 1000 | 1000 | 1000 | 1000 | 1000 | 1000 | 1000 | 1000 | 1000 | 1000 | 1000 | 1000 | 1000 | 1000 | 1000 | 1000 | 1000 | 1000 | 1000 | 24000
2021-09-13 | 1000 | 1000 | 1000 | 1000 | 1000 | 1000 | 1000 | 1000 | 1000 | 1000 | 1000 | 1000 | 1000 | 1000 | 1000 | 1000 | 1000 | 1000 | 1000 | 1000 | 1000 | 1000 | 1000 | 1000 | 24000
2021-09-14 | 1000 | 1000 | 1000 | 1000 | 1000 | 1000 | 1000 | 1000 | 1000 | 1000 | 1000 | 1000 | 1000 | 1000 | 1000 | 1000 | 1000 | 1000 | 1000 | 1000 | 1000 | 1000 | 1000 | 1000 | 24000
2021-09-15 | 1000 | 1000 | 1000 | 1000 | 1000 | 1000 | 1000 | 1000 | 1000 | 1000 | 1000 | 1000 | 1000 | 1000 | 1000 | 1000 | 1000 | 1000 | 1000 | 1000 | 1000 | 1000 | 1000 | 1000 | 24000
2021-09-16 | 1000 | 1000 | 1000 | 1000 | 1000 | 1000 | 1000 | 1000 | 1000 | 1000 | 1000 | 1000 | 1000 | 1000 | 1000 | 1000 | 1000 | 1000 | 1000 | 1000 | 1000 | 1000 | 1000 | 1000 | 24000
2021-09-17 | 1000 | 1000 | 1000 | 1000 | 1000 | 1000 | 1000 | 1000 | 1000 | 1000 | 1000 | 1000 | 1000 | 1000 | 1000 | 1000 | 1000 | 1000 | 1000 | 1000 | 1000 | 1000 | 1000 | 1000 | 24000
2021-09-18 | 1000 | 1000 | 1000 | 1000 | 1000 | 1000 | 1000 | 1000 | 1000 | 1000 | 1000 | 1000 | 1000 | 1000 | 1000 | 1000 | 1000 | 1000 | 1000 | 1000 | 1000 | 1000 | 1000 | 1000 | 24000
2021-09-19 | 1000 | 1000 | 1000 | 1000 | 1000 | 1000 | 1000 | 1000 | 1000 | 1000 | 1000 | 1000 | 1000 | 1000 | 1000 | 1000 | 1000 | 1000 | 1000 | 1000 | 1000 | 1000 | 1000 | 1000 | 24000
2021-09-20 | 1000 | 1000 | 1000 | 1000 | 1000 | 1000 | 1000 | 1000 | 1000 | 1000 | 1000 | 1000 | 1000 | 1000 | 1000 | 1000 | 1000 | 1000 | 1000 | 1000 | 1000 | 1000 | 1000 | 1000 | 24000
2021-09-21 | 1000 | 1000 | 1000 | 1000 | 1000 | 1000 | 1000 | 1000 | 1000 | 1000 | 1000 | 1000 | 1000 | 1000 | 1000 | 1000 | 1000 | 1000 | 1000 | 1000 | 1000 | 1000 | 1000 | 1000 | 24000
2021-09-22 | 1000 | 1000 | 1000 | 1000 | 1000 | 1000 | 1000 | 1000 | 1000 | 1000 | 1000 | 1000 | 1000 | 1000 | 1000 | 1000 | 1000 | 1000 | 1000 | 1000 | 1000 | 1000 | 1000 | 1000 | 24000
2021-09-23 | 1000 | 1000 | 1000 | 1000 | 1000 | 1000 | 1000 | 1000 | 1000 | 1000 | 1000 | 1000 | 1000 | 1000 | 1000 | 1000 | 1000 | 1000 | 1000 | 1000 | 1000 | 1000 | 1000 | 1000 | 24000
2021-09-24 | 1000 | 1000 | 1000 | 1000 | 1000 | 1000 | 1000 | 1000 | 1000 | 1000 | 1000 | 1000 | 1000 | 1000 | 1000 | 1000 | 1000 | 1000 | 1000 | 1000 | 1000 | 1000 | 1000 | 1000 | 24000
2021-09-25 | 1000 | 1000 | 1000 | 1000 | 1000 | 1000 | 1000 | 1000 | 1000 | 1000 | 1000 | 1000 | 1000 | 1000 | 1000 | 1000 | 1000 | 1000 | 1000 | 1000 | 1000 | 1000 | 1000 | 1000 | 24000
2021-09-26 | 1000 | 1000 | 1000 | 1000 | 1000 | 1000 | 1000 | 1000 | 1000 | 1000 | 1000 | 1000 | 1000 | 1000 | 1000 | 1000 | 1000 | 1000 | 1000 | 1000 | 1000 | 1000 | 1000 | 1000 | 24000
2021-09-27 | 1000 | 1000 | 1000 | 1000 | 1000 | 1000 | 1000 | 1000 | 1000 | 1000 | 1000 | 1000 | 1000 | 1000 | 1000 | 1000 | 1000 | 1000 | 1000 | 1000 | 1000 | 1000 | 1000 | 1000 | 24000
2021-09-28 | 1000 | 1000 | 1000 | 1000 | 1000 | 1000 | 1000 | 1000 | 1000 | 1000 | 1000 | 1000 | 1000 | 1000 | 1000 | 1000 | 1000 | 1000 | 1000 | 1000 | 1000 | 1000 | 1000 | 1000 | 24000
2021-09-29 | 1000 | 1000 | 1000 | 1000 | 1000 | 1000 | 1000 | 1000 | 1000 | 1000 | 1000 | 1000 | 1000 | 1000 | 1000 | 1000 | 1000 | 1000 | 1000 | 1000 | 1000 | 1000 | 1000 | 1000 | 24000
2021-09-30 | 1000 | 1000 | 1000 | 1000 | 1000 | 1000 | 1000 | 1000 | 1000 | 1000 | 1000 | 1000 | 1000 | 1000 | 1000 | 1000 | 1000 | 1000 | 1000 | 1000 | 1000 | 1000 | 1000 | 1000 | 24000
2021-10-01 | 1000 | 1000 | 1000 | 1000 | 1000 | 1000 | 1000 | 1000 | 1000 | 1000 | 1000 | 1000 | 1000 | 1000 | 1000 | 1000 | 1000 | 1000 | 1000 | 1000 | 1000 | 1000 | 1000 | 1000 | 24000
2021-10-02 | 1000 | 1000 | 1000 | 1000 | 1000 | 1000 | 1000 | 1000 | 1000 | 1000 | 1000 | 1000 | 1000 | 1000 | 1000 | 1000 | 1000 | 1000 | 1000 | 1000 | 1000 | 1000 | 1000 | 1000 | 24000
2021-10-03 | 1000 | 1000 | 1000 | 1000 | 1000 | 1000 | 1000 | 1000 | 1000 | 1000 | 1000 | 1000 | 1000 | 1000 | 1000 | 1000 | 1000 | 1000 | 1000 | 1000 | 1000 | 1000 | 1000 | 1000 | 24000
2021-10-04 | 1000 | 1000 | 1000 | 1000 | 1000 | 1000 | 1000 | 1000 | 1000 | 1000 | 1000 | 1000 | 1000 | 1000 | 1000 | 1000 | 1000 | 1000 | 1000 | 1000 | 1000 | 1000 | 1000 | 1000 | 24000
2021-10-05 | 1000 | 1000 | 1000 | 1000 | 1000 | 1000 | 1000 | 1000 | 1000 | 1000 | 1000 | 1000 | 1000 | 1000 | 1000 | 1000 | 1000 | 1000 | 1000 | 1000 | 1000 | 1000 | 1000 | 1000 | 24000
2021-10-06 | 1000 | 1000 | 1000 | 1000 | 1000 | 1000 | 1000 | 1000 | 1000 | 1000 | 1000 | 1000 | 1000 | 1000 | 1000 | 1000 | 1000 | 1000 | 1000 | 1000 | 1000 | 1000 | 1000 | 1000 | 24000
2021-10-07 | 1000 | 1000 | 1000 | 1000 | 1000 | 1000 | 1000 | 1000 | 1000 | 1000 | 1000 | 1000 | 1000 | 1000 | 1000 | 1000 | 1000 | 1000 | 1000 | 1000 | 1000 | 1000 | 1000 | 1000 | 24000
2021-10-08 | 1000 | 1000 | 1000 | 1000 | 1000 | 1000 | 1000 | 1000 | 1000 | 1000 | 1000 | 1000 | 1000 | 1000 | 1000 | 1000 | 1000 | 1000 | 1000 | 1000 | 1000 | 1000 | 1000 | 1000 | 24000
2021-10-09 | 1000 | 1000 | 1000 | 1000 | 1000 | 1000 | 1000 | 1000 | 1000 | 1000 | 1000 | 1000 | 1000 | 1000 | 1000 | 1000 | 1000 | 1000 | 1000 | 1000 | 1000 | 1000 | 1000 | 1000 | 24000
2021-10-10 | 1000 | 1000 | 1000 | 1000 | 1000 | 1000 | 1000 | 1000 | 1000 | 1000 | 1000 | 1000 | 1000 | 1000 | 1000 | 1000 | 1000 | 1000 | 1000 | 1000 | 1000 | 1000 | 1000 | 1000 | 24000
2021-10-11 | 1000 | 1000 | 1000 | 1000 | 1000 | 1000 | 1000 | 1000 | 1000 | 1000 | 1000 | 1000 | 1000 | 1000 | 1000 | 1000 | 1000 | 1000 | 1000 | 1000 | 1000 | 1000 | 1000 | 1000 | 24000
2021-10-12 | 1000 | 1000 | 1000 | 1000 | 1000 | 1000 | 1000 | 1000 | 1000 | 1000 | 1000 | 1000 | 1000 | 1000 | 1000 | 1000 | 1000 | 1000 | 1000 | 1000 | 1000 | 1000 | 1000 | 1000 | 24000
2021-10-13 | 1000 | 1000 | 1000 | 1000 | 1000 | 1000 | 1000 | 1000 | 1000 | 1000 | 1000 | 1000 | 1000 | 1000 | 1000 | 1000 | 1000 | 1000 | 1000 | 1000 | 1000 | 1000 | 1000 | 1000 | 24000
2021-10-14 | 1000 | 1000 | 1000 | 1000 | 1000 | 1000 | 1000 | 1000 | 1000 | 1000 | 1000 | 1000 | 1000 | 1000 | 1000 | 1000 | 1000 | 1000 | 1000 | 1000 | 1000 | 1000 | 1000 | 1000 | 24000
2021-10-15 | 1000 | 1000 | 1000 | 1000 | 1000 | 1000 | 1000 | 1000 | 1000 | 1000 | 1000 | 1000 | 1000 | 1000 | 1000 | 1000 | 1000 | 1000 | 1000 | 1000 | 1000 | 1000 | 1000 | 1000 | 24000
2021-10-16 | 1000 | 1000 | 1000 | 1000 | 1000 | 1000 | 1000 | 1000 | 1000 | 1000 | 1000 | 1000 | 1000 | 1000 | 1000 | 1000 | 1000 | 1000 | 1000 | 1000 | 1000 | 1000 | 1000 | 1000 | 24000
2021-10-17 | 1000 | 1000 | 1000 | 1000 | 1000 | 1000 | 1000 | 1000 | 1000 | 1000 | 1000 | 1000 | 1000 | 1000 | 1000 | 1000 | 1000 | 1000 | 1000 | 1000 | 1000 | 1000 | 1000 | 1000 | 24000
2021-10-18 | 1000 | 1000 | 1000 | 1000 | 1000 | 1000 | 1000 | 1000 | 1000 | 1000 | 1000 | 1000 | 1000 | 1000 | 1000 | 1000 | 1000 | 1000 | 1000 | 1000 | 1000 | 1000 | 1000 | 1000 | 24000
2021-10-19 | 1000 | 1000 | 1000 | 1000 | 1000 | 1000 | 1000 | 1000 | 1000 | 1000 | 1000 | 1000 | 1000 | 1000 | 1000 | 1000 | 1000 | 1000 | 1000 | 1000 | 1000 | 1000 | 1000 | 1000 | 24000
2021-10-20 | 1000 | 1000 | 1000 | 1000 | 1000 | 1000 | 1000 | 1000 | 1000 | 1000 | 1000 | 1000 | 1000 | 1000 | 1000 | 1000 | 1000 | 1000 | 1000 | 1000 | 1000 | 1000 | 1000 | 1000 | 24000
2021-10-21 | 1000 | 1000 | 1000 | 1000 | 1000 | 1000 | 1000 | 1000 | 1000 | 1000 | 1000 | 1000 | 1000 | 1000 | 1000 | 1000 | 1000 | 1000 | 1000 | 1000 | 1000 | 1000 | 1000 | 1000 | 24000
2021-10-22 | 1000 | 1000 | 1000 | 1000 | 1000 | 1000 | 1000 | 1000 | 1000 | 1000 | 1000 | 1000 | 1000 | 1000 | 1000 | 1000 | 1000 | 1000 | 1000 | 1000 | 1000 | 1000 | 1000 | 1000 | 24000
2021-10-23 | 1000 | 1000 | 1000 | 1000 | 1000 | 1000 | 1000 | 1000 | 1000 | 1000 | 1000 | 1000 | 1000 | 1000 | 1000 | 1000 | 1000 | 1000 | 1000 | 1000 | 1000 | 1000 | 1000 | 1000 | 24000
2021-10-24 | 1000 | 1000 | 1000 | 1000 | 1000 | 1000 | 1000 | 1000 | 1000 | 1000 | 1000 | 1000 | 1000 | 1000 | 1000 | 1000 | 1000 | 1000 | 1000 | 1000 | 1000 | 1000 | 1000 | 1000 | 24000
2021-10-25 | 1000 | 1000 | 1000 | 1000 | 1000 | 1000 | 1000 | 1000 | 1000 | 1000 | 1000 | 1000 | 1000 | 1000 | 1000 | 1000 | 1000 | 1000 | 1000 | 1000 | 1000 | 1000 | 1000 | 1000 | 24000
2021-10-26 | 1000 | 1000 | 1000 | 1000 | 1000 | 1000 | 1000 | 1000 | 1000 | 1000 | 1000 | 1000 | 1000 | 1000 | 1000 | 1000 | 1000 | 1000 | 1000 | 1000 | 1000 | 1000 | 1000 | 1000 | 24000
2021-10-27 | 1000 | 1000 | 1000 | 1000 | 1000 | 1000 | 1000 | 1000 | 1000 | 1000 | 1000 | 1000 | 1000 | 1000 | 1000 | 1000 | 1000 | 1000 | 1000 | 1000 | 1000 | 1000 | 1000 | 1000 | 24000
2021-10-28 | 1000 | 1000 | 1000 | 1000 | 1000 | 1000 | 1000 | 1000 | 1000 | 1000 | 1000 | 1000 | 1000 | 1000 | 1000 | 1000 | 1000 | 1000 | 1000 | 1000 | 1000 | 1000 | 1000 | 1000 | 24000
2021-10-29 | 1000 | 1000 | 1000 | 1000 | 1000 | 1000 | 1000 | 1000 | 1000 | 1000 | 1000 | 1000 | 1000 | 1000 | 1000 | 1000 | 1000 | 1000 | 1000 | 1000 | 1000 | 1000 | 1000 | 1000 | 24000
2021-10-30 | 1000 | 1000 | 1000 | 1000 | 1000 | 1000 | 1000 | 1000 | 1000 | 1000 | 1000 | 1000 | 1000 | 1000 | 1000 | 1000 | 1000 | 1000 | 1000 | 1000 | 1000 | 1000 | 1000 | 1000 | 24000
2021-10-31 | 1000 | 1000 | 1000 | 1000 | 1000 | 1000 | 1000 | 1000 | 1000 | 1000 | 1000 | 1000 | 1000 | 1000 | 1000 | 1000 | 1000 | 1000 | 1000 | 1000 | 1000 | 1000 | 1000 | 1000 | 24000
2021-11-01 | 1000 | 1000 | 1000 | 1000 | 1000 | 1000 | 1000 | 1000 | 1000 | 1000 | 1000 | 1000 | 1000 | 1000 | 1000 | 1000 | 1000 | 1000 | 1000 | 1000 | 1000 | 1000 | 1000 | 1000 | 24000
2021-11-02 | 1000 | 1000 | 1000 | 1000 | 1000 | 1000 | 1000 | 1000 | 1000 | 1000 | 1000 | 1000 | 1000 | 1000 | 1000 | 1000 | 1000 | 1000 | 1000 | 1000 | 1000 | 1000 | 1000 | 1000 | 24000
2021-11-03 | 1000 | 1000 | 1000 | 1000 | 1000 | 1000 | 1000 | 1000 | 1000 | 1000 | 1000 | 1000 | 1000 | 1000 | 1000 | 1000 | 1000 | 1000 | 1000 | 1000 | 1000 | 1000 | 1000 | 1000 | 24000
2021-11-04 | 1000 | 1000 | 1000 | 1000 | 1000 | 1000 | 1000 | 1000 | 1000 | 1000 | 1000 | 1000 | 1000 | 1000 | 1000 | 1000 | 1000 | 1000 | 1000 | 1000 | 1000 | 1000 | 1000 | 1000 | 24000
2021-11-05 | 1000 | 1000 | 1000 | 1000 | 1000 | 1000 | 1000 | 1000 | 1000 | 1000 | 1000 | 1000 | 1000 | 1000 | 1000 | 1000 | 1000 | 1000 | 1000 | 1000 | 1000 | 1000 | 1000 | 1000 | 24000
2021-11-06 | 1000 | 1000 | 1000 | 1000 | 1000 | 1000 | 1000 | 1000 | 1000 | 1000 | 1000 | 1000 | 1000 | 1000 | 1000 | 1000 | 1000 | 1000 | 1000 | 1000 | 1000 | 1000 | 1000 | 1000 | 24000
2021-11-07 | 1000 | 1000 | 1000 | 1000 | 1000 | 1000 | 1000 | 1000 | 1000 | 1000 | 1000 | 1000 | 1000 | 1000 | 1000 | 1000 | 1000 | 1000 | 1000 | 1000 | 1000 | 1000 | 1000 | 1000 | 24000
2021-11-08 | 1000 | 1000 | 1000 | 1000 | 1000 | 1000 | 1000 | 1000 | 1000 | 1000 | 1000 | 1000 | 1000 | 1000 | 1000 | 1000 | 1000 | 1000 | 1000 | 1000 | 1000 | 1000 | 1000 | 1000 | 24000
2021-11-09 | 1000 | 1000 | 1000 | 1000 | 1000 | 1000 | 1000 | 1000 | 1000 | 1000 | 1000 | 1000 | 1000 | 1000 | 1000 | 1000 | 1000 | 1000 | 1000 | 1000 | 1000 | 1000 | 1000 | 1000 | 24000
2021-11-10 | 1000 | 1000 | 1000 | 1000 | 1000 | 1000 | 1000 | 1000 | 1000 | 1000 | 1000 | 1000 | 1000 | 1000 | 1000 | 1000 | 1000 | 1000 | 1000 | 1000 | 1000 | 1000 | 1000 | 1000 | 24000
2021-11-11 | 1000 | 1000 | 1000 | 1000 | 1000 | 1000 | 1000 | 1000 | 1000 | 1000 | 1000 | 1000 | 1000 | 1000 | 1000 | 1000 | 1000 | 1000 | 1000 | 1000 | 1000 | 1000 | 1000 | 1000 | 24000
2021-11-12 | 1000 | 1000 | 1000 | 1000 | 1000 | 1000 | 1000 | 1000 | 1000 | 1000 | 1000 | 1000 | 1000 | 1000 | 1000 | 1000 | 1000 | 1000 | 1000 | 1000 | 1000 | 1000 | 1000 | 1000 | 24000
2021-11-13 | 1000 | 1000 | 1000 | 1000 | 1000 | 1000 | 1000 | 1000 | 1000 | 1000 | 1000 | 1000 | 1000 | 1000 | 1000 | 1000 | 1000 | 1000 | 1000 | 1000 | 1000 | 1000 | 1000 | 1000 | 24000
2021-11-14 | 1000 | 1000 | 1000 | 1000 | 1000 | 1000 | 1000 | 1000 | 1000 | 1000 | 1000 | 1000 | 1000 | 1000 | 1000 | 1000 | 1000 | 1000 | 1000 | 1000 | 1000 | 1000 | 1000 | 1000 | 24000
2021-11-15 | 1000 | 1000 | 1000 | 1000 | 1000 | 1000 | 1000 | 1000 | 1000 | 1000 | 1000 | 1000 | 1000 | 1000 | 1000 | 1000 | 1000 | 1000 | 1000 | 1000 | 1000 | 1000 | 1000 | 1000 | 24000
2021-11-16 | 1000 | 1000 | 1000 | 1000 | 1000 | 1000 | 1000 | 1000 | 1000 | 1000 | 1000 | 1000 | 1000 | 1000 | 1000 | 1000 | 1000 | 1000 | 1000 | 1000 | 1000 | 1000 | 1000 | 1000 | 24000
2021-11-17 | 1000 | 1000 | 1000 | 1000 | 1000 | 1000 | 1000 | 1000 | 1000 | 1000 | 1000 | 1000 | 1000 | 1000 | 1000 | 1000 | 1000 | 1000 | 1000 | 1000 | 1000 | 1000 | 1000 | 1000 | 24000
2021-11-18 | 1000 | 1000 | 1000 | 1000 | 1000 | 1000 | 1000 | 1000 | 1000 | 1000 | 1000 | 1000 | 1000 | 1000 | 1000 | 1000 | 1000 | 1000 | 1000 | 1000 | 1000 | 1000 | 1000 | 1000 | 24000
2021-11-19 | 1000 | 1000 | 1000 | 1000 | 1000 | 1000 | 1000 | 1000 | 1000 | 1000 | 1000 | 1000 | 1000 | 1000 | 1000 | 1000 | 1000 | 1000 | 1000 | 1000 | 1000 | 1000 | 1000 | 1000 | 24000
2021-11-20 | 1000 | 1000 | 1000 | 1000 | 1000 | 1000 | 1000 | 1000 | 1000 | 1000 | 1000 | 1000 | 1000 | 1000 | 1000 | 1000 | 1000 | 1000 | 1000 | 1000 | 1000 | 1000 | 1000 | 1000 | 24000
2021-11-21 | 1000 | 1000 | 1000 | 1000 | 1000 | 1000 | 1000 | 1000 | 1000 | 1000 | 1000 | 1000 | 1000 | 1000 | 1000 | 1000 | 1000 | 1000 | 1000 | 1000 | 1000 | 1000 | 1000 | 1000 | 24000
2021-11-22 | 1000 | 1000 | 1000 | 1000 | 1000 | 1000 | 1000 | 1000 | 1000 | 1000 | 1000 | 1000 | 1000 | 1000 | 1000 | 1000 | 1000 | 1000 | 1000 | 1000 | 1000 | 1000 | 1000 | 1000 | 24000
2021-11-23 | 1000 | 1000 | 1000 | 1000 | 1000 | 1000 | 1000 | 1000 | 1000 | 1000 | 1000 | 1000 | 1000 | 1000 | 1000 | 1000 | 1000 | 1000 | 1000 | 1000 | 1000 | 1000 | 1000 | 1000 | 24000
2021-11-24 | 1000 | 1000 | 1000 | 1000 | 1000 | 1000 | 1000 | 1000 | 1000 | 1000 | 1000 | 1000 | 1000 | 1000 | 1000 | 1000 | 1000 | 1000 | 1000 | 1000 | 1000 | 1000 | 1000 | 1000 | 24000
2021-11-25 | 1000 | 1000 | 1000 | 1000 | 1000 | 1000 | 1000 | 1000 | 1000 | 1000 | 1000 | 1000 | 1000 | 1000 | 1000 | 1000 | 1000 | 1000 | 1000 | 1000 | 1000 | 1000 | 1000 | 1000 | 24000
2021-11-26 | 1000 | 1000 | 1000 | 1000 | 1000 | 1000 | 1000 | 1000 | 1000 | 1000 | 1000 | 1000 | 1000 | 1000 | 1000 | 1000 | 1000 | 1000 | 1000 | 1000 | 1000 | 1000 | 1000 | 1000 | 24000
2021-11-27 | 1000 | 1000 | 1000 | 1000 | 1000 | 1000 | 1000 | 1000 | 1000 | 1000 | 1000 | 1000 | 1000 | 1000 | 1000 | 1000 | 1000 | 1000 | 1000 | 1000 | 1000 | 1000 | 1000 | 1000 | 24000
2021-11-28 | 1000 | 1000 | 1000 | 1000 | 1000 | 1000 | 1000 | 1000 | 1000 | 1000 | 1000 | 1000 | 1000 | 1000 | 1000 | 1000 | 1000 | 1000 | 1000 | 1000 | 1000 | 1000 | 1000 | 1000 | 24000
2021-11-29 | 1000 | 1000 | 1000 | 1000 | 1000 | 1000 | 1000 | 1000 | 1000 | 1000 | 1000 | 1000 | 1000 | 1000 | 1000 | 1000 | 1000 | 1000 | 1000 | 1000 | 1000 | 1000 | 1000 | 1000 | 24000
2021-11-30 | 1000 | 1000 | 1000 | 1000 | 1000 | 1000 | 1000 | 1000 | 1000 | 1000 | 1000 | 1000 | 1000 | 1000 | 1000 | 1000 | 1000 | 1000 | 1000 | 1000 | 1000 | 1000 | 1000 | 1000 | 24000
2021-12-01 | 1000 | 1000 | 1000 | 1000 | 1000 | 1000 | 1000 | 1000 | 1000 | 1000 | 1000 | 1000 | 1000 | 1000 | 1000 | 1000 | 1000 | 1000 | 1000 | 1000 | 1000 | 1000 | 1000 | 1000 | 24000
2021-12-02 | 1000 | 1000 | 1000 | 1000 | 1000 | 1000 | 1000 | 1000 | 1000 | 1000 | 1000 | 1000 | 1000 | 1000 | 1000 | 1000 | 1000 | 1000 | 1000 | 1000 | 1000 | 1000 | 1000 | 1000 | 24000
2021-12-03 | 1000 | 1000 | 1000 | 1000 | 1000 | 1000 | 1000 | 1000 | 1000 | 1000 | 1000 | 1000 | 1000 | 1000 | 1000 | 1000 | 1000 | 1000 | 1000 | 1000 | 1000 | 1000 | 1000 | 1000 | 24000
2021-12-04 | 1000 | 1000 | 1000 | 1000 | 1000 | 1000 | 1000 | 1000 | 1000 | 1000 | 1000 | 1000 | 1000 | 1000 | 1000 | 1000 | 1000 | 1000 | 1000 | 1000 | 1000 | 1000 | 1000 | 1000 | 24000
2021-12-05 | 1000 | 1000 | 1000 | 1000 | 1000 | 1000 | 1000 | 1000 | 1000 | 1000 | 1000 | 1000 | 1000 | 1000 | 1000 | 1000 | 1000 | 1000 | 1000 | 1000 | 1000 | 1000 | 1000 | 1000 | 24000
2021-12-06 | 1000 | 1000 | 1000 | 1000 | 1000 | 1000 | 1000 | 1000 | 1000 | 1000 | 1000 | 1000 | 1000 | 1000 | 1000 | 1000 | 1000 | 1000 | 1000 | 1000 | 1000 | 1000 | 1000 | 1000 | 24000
2021-12-07 | 1000 | 1000 | 1000 | 1000 | 1000 | 1000 | 1000 | 1000 | 1000 | 1000 | 1000 | 1000 | 1000 | 1000 | 1000 | 1000 | 1000 | 1000 | 1000 | 1000 | 1000 | 1000 | 1000 | 1000 | 24000
2021-12-08 | 1000 | 1000 | 1000 | 1000 | 1000 | 1000 | 1000 | 1000 | 1000 | 1000 | 1000 | 1000 | 1000 | 1000 | 1000 | 1000 | 1000 | 1000 | 1000 | 1000 | 1000 | 1000 | 1000 | 1000 | 24000
2021-12-09 | 1000 | 1000 | 1000 | 1000 | 1000 | 1000 | 1000 | 1000 | 1000 | 1000 | 1000 | 1000 | 1000 | 1000 | 1000 | 1000 | 1000 | 1000 | 1000 | 1000 | 1000 | 1000 | 1000 | 1000 | 24000
2021-12-10 | 1000 | 1000 | 1000 | 1000 | 1000 | 1000 | 1000 | 1000 | 1000 | 1000 | 1000 | 1000 | 1000 | 1000 | 1000 | 1000 | 1000 | 1000 | 1000 | 1000 | 1000 | 1000 | 1000 | 1000 | 24000
2021-12-11 | 1000 | 1000 | 1000 | 1000 | 1000 | 1000 | 1000 | 1000 | 1000 | 1000 | 1000 | 1000 | 1000 | 1000 | 1000 | 1000 | 1000 | 1000 | 1000 | 1000 | 1000 | 1000 | 1000 | 1000 | 24000
2021-12-12 | 1000 | 1000 | 1000 | 1000 | 1000 | 1000 | 1000 | 1000 | 1000 | 1000 | 1000 | 1000 | 1000 | 1000 | 1000 | 1000 | 1000 | 1000 | 1000 | 1000 | 1000 | 1000 | 1000 | 1000 | 24000
2021-12-13 | 1000 | 1000 | 1000 | 1000 | 1000 | 1000 | 1000 | 1000 | 1000 | 1000 | 1000 | 1000 | 1000 | 1000 | 1000 | 1000 | 1000 | 1000 | 1000 | 1000 | 1000 | 1000 | 1000 | 1000 | 24000
2021-12-14 | 1000 | 1000 | 1000 | 1000 | 1000 | 1000 | 1000 | 1000 | 1000 | 1000 | 1000 | 1000 | 1000 | 1000 | 1000 | 1000 | 1000 | 1000 | 1000 | 1000 | 1000 | 1000 | 1000 | 1000 | 24000
2021-12-15 | 1000 | 1000 | 1000 | 1000 | 1000 | 1000 | 1000 | 1000 | 1000 | 1000 | 1000 | 1000 | 1000 | 1000 | 1000 | 1000 | 1000 | 1000 | 1000 | 1000 | 1000 | 1000 | 1000 | 1000 | 24000
2021-12-16 | 1000 | 1000 | 1000 | 1000 | 1000 | 1000 | 1000 | 1000 | 1000 | 1000 | 1000 | 1000 | 1000 | 1000 | 1000 | 1000 | 1000 | 1000 | 1000 | 1000 | 1000 | 1000 | 1000 | 1000 | 24000
2021-12-17 | 1000 | 1000 | 1000 | 1000 | 1000 | 1000 | 1000 | 1000 | 1000 | 1000 | 1000 | 1000 | 1000 | 1000 | 1000 | 1000 | 1000 | 1000 | 1000 | 1000 | 1000 | 1000 | 1000 | 1000 | 24000
2021-12-18 | 1000 | 1000 | 1000 | 1000 | 1000 | 1000 | 1000 | 1000 | 1000 | 1000 | 1000 | 1000 | 1000 | 1000 | 1000 | 1000 | 1000 | 1000 | 1000 | 1000 | 1000 | 1000 | 1000 | 1000 | 24000
2021-12-19 | 1000 | 1000 | 1000 | 1000 | 1000 | 1000 | 1000 | 1000 | 1000 | 1000 | 1000 | 1000 | 1000 | 1000 | 1000 | 1000 | 1000 | 1000 | 1000 | 1000 | 1000 | 1000 | 1000 | 1000 | 24000
2021-12-20 | 1000 | 1000 | 1000 | 1000 | 1000 | 1000 | 1000 | 1000 | 1000 | 1000 | 1000 | 1000 | 1000 | 1000 | 1000 | 1000 | 1000 | 1000 | 1000 | 1000 | 1000 | 1000 | 1000 | 1000 | 24000
2021-12-21 | 1000 | 1000 | 1000 | 1000 | 1000 | 1000 | 1000 | 1000 | 1000 | 1000 | 1000 | 1000 | 1000 | 1000 | 1000 | 1000 | 1000 | 1000 | 1000 | 1000 | 1000 | 1000 | 1000 | 1000 | 24000
2021-12-22 | 1000 | 1000 | 1000 | 1000 | 1000 | 1000 | 1000 | 1000 | 1000 | 1000 | 1000 | 1000 | 1000 | 1000 | 1000 | 1000 | 1000 | 1000 | 1000 | 1000 | 1000 | 1000 | 1000 | 1000 | 24000
2021-12-23 | 1000 | 1000 | 1000 | 1000 | 1000 | 1000 | 1000 | 1000 | 1000 | 1000 | 1000 | 1000 | 1000 | 1000 | 1000 | 1000 | 1000 | 1000 | 1000 | 1000 | 1000 | 1000 | 1000 | 1000 | 24000
2021-12-24 | 1000 | 1000 | 1000 | 1000 | 1000 | 1000 | 1000 | 1000 | 1000 | 1000 | 1000 | 1000 | 1000 | 1000 | 1000 | 1000 | 1000 | 1000 | 1000 | 1000 | 1000 | 1000 | 1000 | 1000 | 24000
2021-12-25 | 1000 | 1000 | 1000 | 1000 | 1000 | 1000 | 1000 | 1000 | 1000 | 1000 | 1000 | 1000 | 1000 | 1000 | 1000 | 1000 | 1000 | 1000 | 1000 | 1000 | 1000 | 1000 | 1000 | 1000 | 24000
2021-12-26 | 1000 | 1000 | 1000 | 1000 | 1000 | 1000 | 1000 | 1000 | 1000 | 1000 | 1000 | 1000 | 1000 | 1000 | 1000 | 1000 | 1000 | 1000 | 1000 | 1000 | 1000 | 1000 | 1000 | 1000 | 24000
2021-12-27 | 1000 | 1000 | 1000 | 1000 | 1000 | 1000 | 1000 | 1000 | 1000 | 1000 | 1000 | 1000 | 1000 | 1000 | 1000 | 1000 | 1000 | 1000 | 1000 | 1000 | 1000 | 1000 | 1000 | 1000 | 24000
2021-12-28 | 1000 | 1000 | 1000 | 1000 | 1000 | 1000 | 1000 | 1000 | 1000 | 1000 | 1000 | 1000 | 1000 | 1000 | 1000 | 1000 | 1000 | 1000 | 1000 | 1000 | 1000 | 1000 | 1000 | 1000 | 24000
2021-12-29 | 1000 | 1000 | 1000 | 1000 | 1000 | 1000 | 1000 | 1000 | 1000 | 1000 | 1000 | 1000 | 1000 | 1000 | 1000 | 1000 | 1000 | 1000 | 1000 | 1000 | 1000 | 1000 | 1000 | 1000 | 24000
2021-12-30 | 1000 | 1000 | 1000 | 1000 | 1000 | 1000 | 1000 | 1000 | 1000 | 1000 | 1000 | 1000 | 1000 | 1000 | 1000 | 1000 | 1000 | 1000 | 1000 | 1000 | 1000 | 1000 | 1000 | 1000 | 24000
2021-12-31 | 1000 | 1000 | 1000 | 1000 | 1000 | 1000 | 1000 | 1000 | 1000 | 1000 | 1000 | 1000 | 1000 | 1000 | 1000 | 1000 | 1000 | 1000 | 1000 | 1000 | 1000 | 1000 | 1000 | 1000 | 24000

## Solar scaled
DATE AND TIME | 0:00 | 1:00 | 2:00 | 3:00 | 4:00 | 5:00 | 6:00 | 7:00 | 8:00 | 9:00 | 10:00 | 11:00 | 12:00 | 13:00 | 14:00 | 15:00 | 16:00 | 17:00 | 18:00 | 19:00 | 20:00 | 21:00 | 22:00 | 23:00 | Total
2021-01-01 | 0 | 0 | 0 | 0 | 0 | 0 | 0 | 0 | 2.0859 | 138.6386 | 174.4937 | 178.0486 | 386.9896 | 184.9302 | 249.7352 | 110.7898 | 0 | 0 | 0 | 0 | 0 | 0 | 0 | 0 | 1425.7116
2021-01-02 | 0 | 0 | 0 | 0 | 0 | 0 | 0 | 0 | 2.4922 | 100.2826 | 111.3089 | 134.667 | 181.6191 | 119.2994 | 112.4414 | 61.9218 | 0 | 0 | 0 | 0 | 0 | 0 | 0 | 0 | 824.0323 | Total kWhs | 2170184.774
2021-01-03 | 0 | 0 | 0 | 0 | 0 | 0 | 0 | 0 | 4.7431 | 145.0641 | 259.1335 | 327.6663 | 470.7328 | 314.957 | 211.4577 | 61.9863 | 0 | 0 | 0 | 0 | 0 | 0 | 0 | 0 | 1795.7407 | Total GWhs | 2.1702
2021-01-04 | 0 | 0 | 0 | 0 | 0 | 0 | 0 | 0 | 5.3505 | 154.9264 | 300.0849 | 435.2394 | 451.5823 | 414.5396 | 270.1597 | 69.2147 | 0 | 0 | 0 | 0 | 0 | 0 | 0 | 0 | 2101.0975
2021-01-05 | 0 | 0 | 0 | 0 | 0 | 0 | 0 | 0 | 0.9823 | 53.5152 | 111.2224 | 135.9961 | 188.7131 | 145.7955 | 107.0619 | 23.819 | 0 | 0 | 0 | 0 | 0 | 0 | 0 | 0 | 767.1055
2021-01-06 | 0 | 0 | 0 | 0 | 0 | 0 | 0 | 0 | 4.6203 | 127.8955 | 235.4293 | 339.133 | 387.9884 | 320.2499 | 263.8129 | 75.7023 | 0 | 0 | 0 | 0 | 0 | 0 | 0 | 0 | 1754.8317 | Max daily | 17086.5414 | kWh
2021-01-07 | 0 | 0 | 0 | 0 | 0 | 0 | 0 | 0 | 8.3515 | 136.5152 | 374.76 | 387.3593 | 232.834 | 166.5189 | 63.3099 | 52.1326 | 0 | 0 | 0 | 0 | 0 | 0 | 0 | 0 | 1421.7814 | Min daily | 250.1222
2021-01-08 | 0 | 0 | 0 | 0 | 0 | 0 | 0 | 0 | 1.0008 | 32.2499 | 48.8554 | 36.9727 | 57.0433 | 379.4002 | 247.6667 | 79.1816 | 0 | 0 | 0 | 0 | 0 | 0 | 0 | 0 | 882.3707
2021-01-09 | 0 | 0 | 0 | 0 | 0 | 0 | 0 | 0 | 8.7463 | 76.823 | 153.6602 | 88.2339 | 97.3805 | 362.6012 | 222.9245 | 81.5646 | 0 | 0 | 0 | 0 | 0 | 0 | 0 | 0 | 1091.9342
2021-01-10 | 0 | 0 | 0 | 0 | 0 | 0 | 0 | 0 | 10.6771 | 138.1196 | 284.5678 | 268.1621 | 209.8612 | 358.1577 | 177.3801 | 7.3808 | 0 | 0 | 0 | 0 | 0 | 0 | 0 | 0 | 1454.3063
2021-01-11 | 0 | 0 | 0 | 0 | 0 | 0 | 0 | 0 | 4.1321 | 180.4316 | 315.6727 | 305.2441 | 417.4417 | 391.2051 | 244.167 | 101.7926 | 1.1434 | 0 | 0 | 0 | 0 | 0 | 0 | 0 | 1961.2302
2021-01-12 | 0 | 0 | 0 | 0 | 0 | 0 | 0 | 0 | 7.937 | 180.29 | 368.8772 | 486.0689 | 511.3145 | 430.3319 | 290.718 | 103.6408 | 0 | 0 | 0 | 0 | 0 | 0 | 0 | 0 | 2379.1784
2021-01-13 | 0 | 0 | 0 | 0 | 0 | 0 | 0 | 0 | 9.5155 | 184.5212 | 296.2233 | 347.7842 | 360.4306 | 264.1118 | 315.3895 | 111.4662 | 3.2097 | 0 | 0 | 0 | 0 | 0 | 0 | 0 | 1892.6519
2021-01-14 | 0 | 0 | 0 | 0 | 0 | 0 | 0 | 0 | 1.1313 | 38.0965 | 74.1608 | 98.8355 | 100.2983 | 83.6724 | 56.9167 | 25.4776 | 0 | 0 | 0 | 0 | 0 | 0 | 0 | 0 | 478.5892
2021-01-15 | 0 | 0 | 0 | 0 | 0 | 0 | 0 | 0 | 2.0097 | 43.4587 | 82.1152 | 102.8386 | 109.6573 | 108.1709 | 80.3692 | 32.4827 | 0 | 0 | 0 | 0 | 0 | 0 | 0 | 0 | 561.1022
2021-01-16 | 0 | 0 | 0 | 0 | 0 | 0 | 0 | 0 | 1.5445 | 27.3345 | 55.4728 | 72.0484 | 70.3889 | 64.466 | 47.2502 | 18.9767 | 0 | 0 | 0 | 0 | 0 | 0 | 0 | 0 | 357.482
2021-01-17 | 0 | 0 | 0 | 0 | 0 | 0 | 0 | 0 | 13.6452 | 194.1083 | 379.8013 | 490.072 | 493.9572 | 442.6716 | 285.1105 | 113.9671 | 0 | 0 | 0 | 0 | 0 | 0 | 0 | 0 | 2413.3332
2021-01-18 | 0 | 0 | 0 | 0 | 0 | 0 | 0 | 0 | 4.9002 | 97.4356 | 206.4951 | 402.9077 | 513.8155 | 539.3207 | 363.9618 | 148.2021 | 5.8361 | 0 | 0 | 0 | 0 | 0 | 0 | 0 | 2282.8748
2021-01-19 | 0 | 0 | 0 | 0 | 0 | 0 | 0 | 0 | 9.9307 | 137.5926 | 263.2939 | 351.4412 | 342.1766 | 304.1666 | 191.0646 | 81.3051 | 0.55475 | 0 | 0 | 0 | 0 | 0 | 0 | 0 | 1681.5262
2021-01-20 | 0 | 0 | 0 | 0 | 0 | 0 | 0 | 0 | 2.076 | 21.6593 | 41.5593 | 51.6372 | 59.862 | 52.8499 | 36.2177 | 19.2354 | 0.34741 | 0 | 0 | 0 | 0 | 0 | 0 | 0 | 285.4442
2021-01-21 | 0 | 0 | 0 | 0 | 0 | 0 | 0 | 0 | 6.4099 | 95.8076 | 196.8845 | 229.0904 | 248.7127 | 173.3769 | 110.2314 | 58.8451 | 1.4432 | 0 | 0 | 0 | 0 | 0 | 0 | 0 | 1120.8017
2021-01-22 | 0 | 0 | 0 | 0 | 0 | 0 | 0 | 0 | 2.6322 | 23.2307 | 46.3261 | 57.247 | 67.302 | 64.2521 | 46.5086 | 21.123 | 0.89044 | 0 | 0 | 0 | 0 | 0 | 0 | 0 | 329.5122
2021-01-23 | 0 | 0 | 0 | 0 | 0 | 0 | 0 | 0 | 9.5517 | 119.3151 | 209.4522 | 277.4818 | 295.2953 | 268.2722 | 173.4871 | 79.1266 | 1.2836 | 0 | 0 | 0 | 0 | 0 | 0 | 0 | 1433.2655
2021-01-24 | 0 | 0 | 0 | 0 | 0 | 0 | 0 | 0 | 20.2382 | 227.3916 | 460.2334 | 617.7316 | 617.9439 | 495.1998 | 384.3471 | 179.7395 | 8.6653 | 0 | 0 | 0 | 0 | 0 | 0 | 0 | 3011.4903
2021-01-25 | 0 | 0 | 0 | 0 | 0 | 0 | 0 | 0 | 5.1797 | 94.4234 | 224.3401 | 356.514 | 454.7517 | 519.8713 | 452.3373 | 192.2836 | 15.506 | 0 | 0 | 0 | 0 | 0 | 0 | 0 | 2315.2071
2021-01-26 | 0 | 0 | 0 | 0 | 0 | 0 | 0 | 0 | 31.4973 | 258.638 | 463.0962 | 561.853 | 642.348 | 497.4334 | 273.6045 | 87.2665 | 2.8842 | 0 | 0 | 0 | 0 | 0 | 0 | 0 | 2818.621
2021-01-27 | 0 | 0 | 0 | 0 | 0 | 0 | 0 | 0 | 5.2608 | 66.5808 | 108.454 | 121.3363 | 120.1802 | 118.6466 | 99.5276 | 57.4161 | 2.7174 | 0 | 0 | 0 | 0 | 0 | 0 | 0 | 700.1199
2021-01-28 | 0 | 0 | 0 | 0 | 0 | 0 | 0 | 0 | 26.9397 | 254.1708 | 466.187 | 602.8752 | 550.4728 | 535.2074 | 348.0358 | 202.5392 | 16.4049 | 0 | 0 | 0 | 0 | 0 | 0 | 0 | 3002.8329
2021-01-29 | 0 | 0 | 0 | 0 | 0 | 0 | 0 | 0 | 3.9091 | 43.4264 | 79.4176 | 101.0769 | 131.9143 | 490.1979 | 367.1234 | 187.5176 | 16.1887 | 0 | 0 | 0 | 0 | 0 | 0 | 0 | 1420.7719
2021-01-30 | 0 | 0 | 0 | 0 | 0 | 0 | 0 | 0 | 16.8296 | 30.257 | 35.9841 | 103.9475 | 125.2687 | 548.2235 | 388.4367 | 167.2032 | 5.7711 | 0 | 0 | 0 | 0 | 0 | 0 | 0 | 1421.9214
2021-01-31 | 0 | 0 | 0 | 0 | 0 | 0 | 0 | 0 | 43.3682 | 143.1608 | 277.0964 | 302.6802 | 246.9747 | 195.9879 | 157.2779 | 15.9268 | 2.8143 | 0 | 0 | 0 | 0 | 0 | 0 | 0 | 1385.2872
2021-02-01 | 0 | 0 | 0 | 0 | 0 | 0 | 0 | 0 | 16.4482 | 90.0034 | 205.1188 | 314.9412 | 324.9215 | 227.2343 | 131.466 | 38.7131 | 1.3684 | 0 | 0 | 0 | 0 | 0 | 0 | 0 | 1350.2151
2021-02-02 | 0 | 0 | 0 | 0 | 0 | 0 | 0 | 0 | 44.076 | 124.4586 | 207.0614 | 267.1004 | 234.5799 | 223.4199 | 175.5791 | 84.7341 | 4.1618 | 0 | 0 | 0 | 0 | 0 | 0 | 0 | 1365.1712
2021-02-03 | 0 | 0 | 0 | 0 | 0 | 0 | 0 | 0 | 14.3224 | 53.527 | 86.4801 | 110.4909 | 109.5472 | 114.4941 | 82.7443 | 46.6069 | 4.3021 | 0 | 0 | 0 | 0 | 0 | 0 | 0 | 622.515
2021-02-04 | 0 | 0 | 0 | 0 | 0 | 0 | 0 | 0 | 52.5015 | 154.5489 | 295.3503 | 443.8906 | 493.4696 | 468.9632 | 35.8307 | 80.1804 | 11.8867 | 0 | 0 | 0 | 0 | 0 | 0 | 0 | 2036.6219
2021-02-05 | 0 | 0 | 0 | 0 | 0 | 0 | 0 | 0 | 49.995 | 136.5309 | 137.6241 | 51.8322 | 214.4227 | 431.5273 | 455.2787 | 252.0159 | 76.8269 | 0 | 0 | 0 | 0 | 0 | 0 | 0 | 1806.0538
2021-02-06 | 0 | 0 | 0 | 0 | 0 | 0 | 0 | 0 | 9.8906 | 29.5051 | 52.4511 | 72.823 | 77.5702 | 69.9304 | 52.7547 | 27.421 | 7.8602 | 0 | 0 | 0 | 0 | 0 | 0 | 0 | 400.2064
2021-02-07 | 0 | 0 | 0 | 0 | 0 | 0 | 0 | 0 | 42.3191 | 107.1484 | 40.2365 | 97.6636 | 91.9932 | 471.4484 | 365.0629 | 150.7817 | 54.6831 | 0 | 0 | 0 | 0 | 0 | 0 | 0 | 1421.337
2021-02-08 | 0 | 0 | 0 | 0 | 0 | 0 | 0 | 0 | 20.7691 | 60.4645 | 112.3313 | 144.836 | 147.628 | 128.1393 | 98.2142 | 61.1739 | 17.5941 | 0 | 0 | 0 | 0 | 0 | 0 | 0 | 791.1502
2021-02-09 | 0 | 0 | 0 | 0 | 0 | 0 | 0 | 1.2323 | 118.2298 | 365.3224 | 529.2853 | 298.7243 | 144.8911 | 189.3816 | 268.634 | 94.4627 | 38.9019 | 0 | 0 | 0 | 0 | 0 | 0 | 0 | 2049.0653
2021-02-10 | 0 | 0 | 0 | 0 | 0 | 0 | 0 | 0 | 70.0138 | 211.8117 | 306.0777 | 398.7316 | 416.726 | 392.5106 | 292.2044 | 176.4127 | 59.9659 | 0 | 0 | 0 | 0 | 0 | 0 | 0 | 2324.4544
2021-02-11 | 0 | 0 | 0 | 0 | 0 | 0 | 0 | 0 | 35.0671 | 78.9614 | 324.6384 | 512.1718 | 667.2161 | 738.1477 | 435.1136 | 264.4893 | 78.5627 | 0 | 0 | 0 | 0 | 0 | 0 | 0 | 3134.3681
2021-02-12 | 0 | 0 | 0 | 0 | 0 | 0 | 0 | 0 | 13.6625 | 25.793 | 87.2744 | 329.7111 | 362.8214 | 523.6621 | 420.7842 | 198.7091 | 79.0165 | 0 | 0 | 0 | 0 | 0 | 0 | 0 | 2041.4343
2021-02-13 | 0 | 0 | 0 | 0 | 0 | 0 | 0 | 0 | 73.5891 | 84.5925 | 309.7034 | 458.4088 | 374.123 | 353.4546 | 190.6478 | 148.4695 | 25.4297 | 0 | 0 | 0 | 0 | 0 | 0 | 0 | 2018.4183
2021-02-14 | 0 | 0 | 0 | 0 | 0 | 0 | 0 | 0.89421 | 151.0019 | 399.4079 | 614.4127 | 750.4009 | 771.84 | 720.4522 | 582.0023 | 358.5116 | 103.1217 | 0 | 0 | 0 | 0 | 0 | 0 | 0 | 4452.0455
2021-02-15 | 0 | 0 | 0 | 0 | 0 | 0 | 0 | 1.5122 | 164.7415 | 408.2872 | 633.9485 | 745.5641 | 806.8379 | 744.5024 | 595.2464 | 363.1911 | 123.8216 | 0 | 0 | 0 | 0 | 0 | 0 | 0 | 4587.6529
2021-02-16 | 0 | 0 | 0 | 0 | 0 | 0 | 0 | 2.4679 | 181.2888 | 452.2272 | 686.6576 | 848.5993 | 839.8695 | 777.3689 | 601.1135 | 367.7683 | 131.6312 | 0 | 0 | 0 | 0 | 0 | 0 | 0 | 4888.9923
2021-02-17 | 0 | 0 | 0 | 0 | 0 | 0 | 0 | 6.3166 | 213.4239 | 514.6256 | 787.4907 | 747.2944 | 646.1624 | 543.0092 | 239.9515 | 197.0732 | 83.1061 | 0 | 0 | 0 | 0 | 0 | 0 | 0 | 3978.4536
2021-02-18 | 0 | 0 | 0 | 0 | 0 | 0 | 0 | 2.6942 | 140.306 | 294.1313 | 457.0246 | 515.1918 | 510.5202 | 480.4299 | 363.663 | 227.6826 | 94.5414 | 0 | 0 | 0 | 0 | 0 | 0 | 0 | 3086.1849
2021-02-19 | 0 | 0 | 0 | 0 | 0 | 0 | 0 | 4.2983 | 176.9711 | 372.6838 | 569.2065 | 566.5089 | 594.751 | 725.2654 | 583.6303 | 501.869 | 188.4064 | 2.6535 | 0 | 0 | 0 | 0 | 0 | 0 | 4286.244
2021-02-20 | 0 | 0 | 0 | 0 | 0 | 0 | 0 | 5.8435 | 230.8521 | 525.7069 | 775.6308 | 933.9312 | 985.6021 | 928.5045 | 759.3195 | 501.0904 | 192.032 | 3.0519 | 0 | 0 | 0 | 0 | 0 | 0 | 5841.5648
2021-02-21 | 0 | 0 | 0 | 0 | 0 | 0 | 0 | 7.6671 | 200.8326 | 470.835 | 650.0554 | 810.5343 | 870.935 | 785.7291 | 617.3541 | 364.5045 | 141.1317 | 0.26587 | 0 | 0 | 0 | 0 | 0 | 0 | 4919.8446
2021-02-22 | 0 | 0 | 0 | 0 | 0 | 0 | 0 | 1.1407 | 21.7757 | 52.5613 | 78.1112 | 84.624 | 92.2291 | 83.9083 | 71.8415 | 47.0025 | 21.6861 | 0.58965 | 0 | 0 | 0 | 0 | 0 | 0 | 555.4701
2021-02-23 | 0 | 0 | 0 | 0 | 0 | 0 | 0 | 9.5697 | 177.5531 | 337.0253 | 549.183 | 676.583 | 694.3178 | 572.5568 | 476.3088 | 361.2249 | 182.7359 | 8.1368 | 0 | 0 | 0 | 0 | 0 | 0 | 4045.1952
2021-02-24 | 0 | 0 | 0 | 0 | 0 | 0 | 0 | 10.0762 | 137.223 | 532.093 | 769.9525 | 768.5133 | 827.6793 | 824.9266 | 498.7389 | 288.2957 | 171.3321 | 10.8588 | 0 | 0 | 0 | 0 | 0 | 0 | 4839.6894
2021-02-25 | 0 | 0 | 0 | 0 | 0 | 0 | 0 | 26.9436 | 257.8122 | 536.3714 | 579.8159 | 597.5429 | 539.4544 | 691.4 | 305.4486 | 310.8202 | 108.6506 | 4.2849 | 0 | 0 | 0 | 0 | 0 | 0 | 3958.5447
2021-02-26 | 0 | 0 | 0 | 0 | 0 | 0 | 0 | 11.3771 | 84.8206 | 486.8003 | 810.2197 | 683.2994 | 595.9936 | 514.3503 | 337.2927 | 259.2907 | 164.7101 | 4.7745 | 0 | 0 | 0 | 0 | 0 | 0 | 3952.9289
2021-02-27 | 0 | 0 | 0 | 0 | 0 | 0 | 0 | 2.5159 | 44.1979 | 132.2525 | 106.5035 | 127.8326 | 66.3441 | 666.0522 | 552.1401 | 412.7936 | 201.1235 | 12.3468 | 0 | 0 | 0 | 0 | 0 | 0 | 2324.1028
2021-02-28 | 0 | 0 | 0 | 0 | 0 | 0 | 0 | 5.7756 | 27.3321 | 41.3887 | 248.406 | 348.1459 | 725.3991 | 504.8576 | 340.1947 | 291.591 | 151.8828 | 8.2445 | 0 | 0 | 0 | 0 | 0 | 0 | 2693.2181
2021-03-01 | 0 | 0 | 0 | 0 | 0 | 0 | 0 | 22.4316 | 269.5935 | 516.3086 | 802.8269 | 792.6814 | 646.2332 | 651.7306 | 513.6818 | 485.542 | 197.9384 | 8.4907 | 0 | 0 | 0 | 0 | 0 | 0 | 4907.4586
2021-03-02 | 0 | 0 | 0 | 0 | 0 | 0 | 0 | 31.1363 | 241.5795 | 414.5868 | 646.8466 | 530.5122 | 755.5051 | 687.8373 | 794.0184 | 544.181 | 253.408 | 59.3209 | 0 | 0 | 0 | 0 | 0 | 0 | 4958.9322
2021-03-03 | 0 | 0 | 0 | 0 | 0 | 0 | 0 | 26.8052 | 231.5677 | 534.4131 | 726.9406 | 894.6864 | 951.6267 | 830.7465 | 609.0254 | 324.8193 | 145.709 | 2.9274 | 0 | 0 | 0 | 0 | 0 | 0 | 5279.2672
2021-03-04 | 0 | 0 | 0 | 0 | 0 | 0 | 0 | 5.3001 | 76.4487 | 291.9213 | 413.6037 | 325.3305 | 565.5179 | 435.1765 | 220.7931 | 78.5729 | 58.6682 | 4.1949 | 0 | 0 | 0 | 0 | 0 | 0 | 2475.5278
2021-03-05 | 0 | 0 | 0 | 0 | 0 | 0 | 0 | 96.0986 | 332.0076 | 613.2251 | 866.6881 | 1008.0165 | 1048.4409 | 956.8174 | 769.1582 | 542.3879 | 253.9664 | 23.723 | 0 | 0 | 0 | 0 | 0 | 0 | 6510.5296
2021-03-06 | 0 | 0 | 0 | 0 | 0 | 0 | 0 | 94.9346 | 320.2814 | 573.7837 | 806.4446 | 923.7857 | 966.4123 | 945.1777 | 816.0395 | 591.2826 | 292.6449 | 22.3617 | 0 | 0 | 0 | 0 | 0 | 0 | 6353.1487
2021-03-07 | 0 | 0 | 0 | 0 | 0 | 0 | 0 | 23.7277 | 297.1907 | 336.1444 | 707.0586 | 806.6806 | 579.2811 | 1136.6827 | 532.4548 | 398.0631 | 114.7851 | 22.5394 | 0 | 0 | 0 | 0 | 0 | 0 | 4954.6082
2021-03-08 | 0 | 0 | 0 | 0 | 0 | 0 | 0 | 9.7097 | 35.8913 | 60.2167 | 81.1006 | 94.1717 | 98.0411 | 832.634 | 712.092 | 507.8855 | 267.3127 | 27.3927 | 0 | 0 | 0 | 0 | 0 | 0 | 2726.4482
2021-03-09 | 0 | 0 | 0 | 0 | 0 | 0 | 0 | 8.9539 | 103.9161 | 335.5624 | 293.4235 | 331.5121 | 555.8758 | 754.1052 | 743.4328 | 516.4895 | 238.9999 | 41.3305 | 0 | 0 | 0 | 0 | 0 | 0 | 3923.6017
2021-03-10 | 0 | 0 | 0 | 0 | 0 | 0 | 0 | 107.8248 | 344.3001 | 579.9024 | 758.6431 | 889.0238 | 915.4491 | 843.0941 | 736.5197 | 537.6848 | 296.3806 | 58.3709 | 0 | 0 | 0 | 0 | 0 | 0 | 6067.1935
2021-03-11 | 0 | 0 | 0 | 0 | 0 | 0 | 0 | 90.145 | 291.1191 | 473.8944 | 634.5463 | 689.4339 | 718.9343 | 666.5948 | 563.1742 | 454.272 | 236.8685 | 61.5962 | 0 | 0 | 0 | 0 | 0 | 0 | 4880.5787
2021-03-12 | 0 | 0 | 0 | 0 | 0 | 0 | 0 | 150.7424 | 420.7134 | 706.4688 | 923.8644 | 1096.966 | 994.0173 | 911.4382 | 818.399 | 511.464 | 283.6241 | 73.4561 | 0 | 0 | 0 | 0 | 0 | 0 | 6891.1536
2021-03-13 | 0 | 0 | 0 | 0 | 0 | 0 | 0 | 76.8057 | 222.6728 | 311.2291 | 344.7799 | 576.3004 | 563.5046 | 353.022 | 374.0207 | 295.2638 | 130.4122 | 8.0589 | 0 | 0 | 0 | 0 | 0 | 0 | 3256.0702
2021-03-14 | 0 | 0 | 0 | 0 | 0 | 0 | 0 | 10.3476 | 80.0861 | 52.3198 | 110.7033 | 288.5867 | 816.0395 | 685.8554 | 989.3772 | 716.1974 | 388.7356 | 82.823 | 0 | 0 | 0 | 0 | 0 | 0 | 4221.0715
2021-03-15 | 0 | 0 | 0 | 0 | 0 | 0 | 1.0436 | 183.137 | 500.3512 | 813.8374 | 578.6048 | 333.6199 | 468.2318 | 908.5282 | 440.4223 | 145.6067 | 25.9527 | 6.8738 | 0 | 0 | 0 | 0 | 0 | 0 | 4406.2093
2021-03-16 | 0 | 0 | 0 | 0 | 0 | 0 | 2.6642 | 192.4645 | 453.4383 | 713.3661 | 980.1755 | 1117.7288 | 1157.6027 | 1023.5885 | 885.7206 | 647.5938 | 359.3846 | 97.7816 | 0 | 0 | 0 | 0 | 0 | 0 | 7631.5094
2021-03-17 | 0 | 0 | 0 | 0 | 0 | 0 | 4.5086 | 174.8162 | 359.7385 | 602.1673 | 539.942 | 726.1462 | 911.7527 | 986.6245 | 1036.8012 | 762.1743 | 399.4158 | 90.1607 | 0 | 0 | 0 | 0 | 0 | 0 | 6594.2482
2021-03-18 | 0 | 0 | 0 | 0 | 0 | 0 | 4.7769 | 191.3477 | 456.71 | 712.383 | 908.3709 | 992.8376 | 1008.0165 | 931.4931 | 781.5686 | 573.1073 | 333.9659 | 100.6994 | 0 | 0 | 0 | 0 | 0 | 0 | 6995.2772
2021-03-19 | 0 | 0 | 0 | 0 | 0 | 0 | 3.0319 | 165.119 | 397.717 | 668.9228 | 902.3151 | 1094.528 | 1163.6586 | 1082.495 | 989.7704 | 730.8021 | 443.7412 | 121.9812 | 0 | 0 | 0 | 0 | 0 | 0 | 7764.0824
2021-03-20 | 0 | 0 | 0 | 0 | 0 | 0 | 7.4173 | 239.6605 | 567.5942 | 879.0357 | 1104.0443 | 1243.7997 | 1269.3599 | 1192.6006 | 1028.4646 | 788.5132 | 460.5873 | 128.2258 | 0 | 0 | 0 | 0 | 0 | 0 | 8909.303
2021-03-21 | 0 | 0 | 0 | 0 | 0 | 0 | 12.1808 | 259.7548 | 494.6493 | 727.5147 | 928.5832 | 1092.2472 | 1198.735 | 1073.4506 | 607.6805 | 475.0505 | 346.9348 | 134.3524 | 0 | 0 | 0 | 0 | 0 | 0 | 7351.1337
2021-03-22 | 0 | 0 | 0 | 0 | 0 | 0 | 3.0417 | 48.102 | 114.3446 | 87.7777 | 301.0208 | 537.5039 | 513.4301 | 529.2617 | 433.3834 | 341.7598 | 254.3517 | 114.8794 | 0.74927 | 0 | 0 | 0 | 0 | 0 | 3279.6062
2021-03-23 | 0 | 0 | 0 | 0 | 0 | 0 | 13.6704 | 153.6366 | 358.2992 | 308.2091 | 507.3429 | 554.1063 | 235.39 | 327.5719 | 664.0624 | 351.0795 | 75.3185 | 85.1273 | 0.72984 | 0 | 0 | 0 | 0 | 0 | 3634.5439
2021-03-24 | 0 | 0 | 0 | 0 | 0 | 0 | 2.4412 | 90.5382 | 230.7655 | 260.3997 | 352.8018 | 345.8966 | 373.5017 | 416.899 | 424.1031 | 380.2103 | 271.6698 | 107.3844 | 1.7245 | 0 | 0 | 0 | 0 | 0 | 3258.3357
2021-03-25 | 0 | 0 | 0 | 0 | 0 | 0 | 2.9351 | 112.6144 | 156.6252 | 332.1728 | 384.7167 | 563.5675 | 557.1578 | 469.4272 | 545.8405 | 440.5796 | 255.5472 | 98.0333 | 0.34454 | 0 | 0 | 0 | 0 | 0 | 3919.5617
2021-03-26 | 0 | 0 | 0 | 0 | 0 | 0 | 2.6989 | 55.5113 | 124.5215 | 219.6134 | 289.2473 | 314.8469 | 264.4814 | 278.2604 | 201.9022 | 182.2326 | 124.1362 | 51.2188 | 0 | 0 | 0 | 0 | 0 | 0 | 2108.6708
2021-03-27 | 0 | 0 | 0 | 0 | 0 | 0 | 27.6609 | 193.9824 | 446.1871 | 494.3819 | 1058.7437 | 1083.0456 | 911.6741 | 1057.7213 | 694.5302 | 609.7568 | 364.0011 | 149.1852 | 6.4869 | 0 | 0 | 0 | 0 | 0 | 7097.3571
2021-03-28 | 0 | 0 | 0 | 0 | 0 | 0 | 20.7871 | 261.1232 | 547.7673 | 690.5743 | 915.1346 | 824.848 | 931.729 | 1226.4974 | 1071.7991 | 624.6997 | 382.2708 | 124.671 | 1.1106 | 0 | 0 | 0 | 0 | 0 | 7623.012
2021-03-29 | 0 | 0 | 0 | 0 | 0 | 0 | 33.9385 | 305.3621 | 586.3987 | 808.3322 | 1071.4845 | 1141.4015 | 1152.8053 | 1121.6611 | 939.4364 | 698.0929 | 381.3428 | 137.5848 | 0.33559 | 0 | 0 | 0 | 0 | 0 | 8378.1762
2021-03-30 | 0 | 0 | 0 | 0 | 0 | 0 | 72.9245 | 338.3387 | 608.6872 | 883.9904 | 1067.9454 | 1183.8708 | 1179.6239 | 1111.5157 | 978.1307 | 677.8413 | 359.2115 | 133.9434 | 0.83743 | 0 | 0 | 0 | 0 | 0 | 8596.8609
2021-03-31 | 0 | 0 | 0 | 0 | 0 | 0 | 53.7339 | 184.9223 | 342.5227 | 503.0016 | 616.8507 | 614.9632 | 593.8151 | 643.6142 | 443.403 | 308.2641 | 216.1687 | 90.3416 | 1.0109 | 0 | 0 | 0 | 0 | 0 | 4612.612
2021-04-01 | 0 | 0 | 0 | 0 | 0 | 0 | 40.544 | 312.4639 | 514.7593 | 524.2283 | 919.7747 | 1042.3851 | 665.6825 | 332.22 | 347.1078 | 117.9388 | 42.8971 | 24.8194 | 2.4329 | 0 | 0 | 0 | 0 | 0 | 4887.2539
2021-04-02 | 0 | 0 | 0 | 0 | 0 | 0 | 73.8745 | 343.1833 | 728.1438 | 336.6399 | 752.9884 | 260.5648 | 1101.1343 | 861.5761 | 823.1964 | 885.4061 | 374.0365 | 179.5193 | 5.0768 | 0 | 0 | 0 | 0 | 0 | 6725.3402
2021-04-03 | 0 | 0 | 0 | 0 | 0 | 0 | 9.1899 | 35.4925 | 65.1715 | 91.8595 | 202.783 | 513.4852 | 911.9887 | 1128.0315 | 1421.3056 | 1066.9229 | 718.1872 | 297.6232 | 22.8225 | 0 | 0 | 0 | 0 | 0 | 6484.8632
2021-04-04 | 0 | 0 | 0 | 0 | 0 | 0 | 119.1893 | 452.18 | 737.3927 | 1066.5297 | 1128.8967 | 1202.5887 | 1159.4116 | 1165.7034 | 946.8292 | 787.648 | 505.5497 | 211.2454 | 11.8419 | 0 | 0 | 0 | 0 | 0 | 9495.0063
2021-04-05 | 0 | 0 | 0 | 0 | 0 | 0 | 64.5242 | 204.7098 | 357.5442 | 446.6039 | 523.0329 | 560.1621 | 686.4374 | 558.3375 | 567.6335 | 391.15 | 275.1302 | 103.2948 | 2.7762 | 0 | 0 | 0 | 0 | 0 | 4741.3368
2021-04-06 | 0 | 0 | 0 | 0 | 0 | 0 | 92.4415 | 278.8738 | 481.5624 | 667.6094 | 733.0278 | 708.8282 | 753.9164 | 672.918 | 586.4852 | 380.7765 | 222.2481 | 97.5535 | 2.5649 | 0 | 0 | 0 | 0 | 0 | 5678.8058
2021-04-07 | 0 | 0 | 0 | 0 | 0 | 0 | 42.2396 | 116.8849 | 57.7661 | 212.5431 | 473.3124 | 583.5516 | 852.8463 | 835.7013 | 702.1039 | 376.5296 | 254.7056 | 84.7813 | 2.5086 | 0 | 0 | 0 | 0 | 0 | 4595.4743
2021-04-08 | 0 | 0 | 0 | 0 | 0 | 0 | 21.6011 | 37.4791 | 434.1305 | 1016.6676 | 875.8898 | 748.4819 | 321.1937 | 767.0268 | 95.8784 | 336.2939 | 420.8471 | 239.692 | 35.5775 | 0 | 0 | 0 | 0 | 0 | 5350.7594
2021-04-09 | 0 | 0 | 0 | 0 | 0 | 0 | 59.8573 | 221.6425 | 365.5112 | 449.2622 | 581.6877 | 591.0546 | 609.6309 | 471.3305 | 472.0855 | 467.8307 | 235.1304 | 100.2668 | 3.5991 | 0 | 0 | 0 | 0 | 0 | 4628.8894
2021-04-10 | 0 | 0 | 0 | 0 | 0 | 3.2269 | 88.9102 | 149.5155 | 298.6692 | 515.8839 | 307.8788 | 511.8415 | 580.1698 | 858.6661 | 605.8795 | 421.3504 | 261.7209 | 211.9532 | 33.7694 | 0 | 0 | 0 | 0 | 0 | 4849.4353
2021-04-11 | 0 | 0 | 0 | 0 | 0 | 0.87762 | 154.541 | 574.2163 | 814.8598 | 856.2281 | 1052.8452 | 1044.9805 | 1045.9242 | 809.4332 | 741.4666 | 131.8436 | 49.1653 | 23.5445 | 3.889 | 0 | 0 | 0 | 0 | 0 | 7303.8149
2021-04-12 | 0 | 0 | 0 | 0 | 0 | 2.1517 | 189.8456 | 513.2964 | 848.5207 | 1129.5258 | 1323.3116 | 1439.2371 | 1461.3368 | 1376.1623 | 1225.239 | 970.5019 | 654.7192 | 310.6629 | 28.4285 | 0 | 0 | 0 | 0 | 0 | 11472.9395
2021-04-13 | 0 | 0 | 0 | 0 | 0 | 3.3298 | 208.6265 | 559.1633 | 906.0902 | 1186.0729 | 1386.5437 | 1500.5816 | 1509.39 | 1437.5855 | 1265.7421 | 1014.0723 | 687.1217 | 335.7197 | 32.3412 | 0 | 0 | 0 | 0 | 0 | 12032.3804
2021-04-14 | 0 | 0 | 0 | 0 | 0 | 4.4464 | 198.4967 | 528.5932 | 872.272 | 1154.2209 | 1356.7365 | 1481.6277 | 1492.5596 | 1424.6088 | 1254.5743 | 993.0736 | 664.4163 | 331.229 | 38.4945 | 0 | 0 | 0 | 0 | 0 | 11795.3496
2021-04-15 | 0 | 0 | 0 | 0 | 0 | 5.5475 | 199.181 | 471.3777 | 781.5922 | 1135.8962 | 1261.6525 | 1254.2597 | 1377.8925 | 1141.0869 | 937.2343 | 711.4078 | 392.8567 | 129.6336 | 5.5353 | 0 | 0 | 0 | 0 | 0 | 9805.154
2021-04-16 | 0 | 0 | 0 | 0 | 0 | 6.9458 | 206.3064 | 483.5129 | 758.3285 | 1042.9357 | 1190.7917 | 1255.1248 | 1350.3661 | 1355.6355 | 1203.4539 | 975.6926 | 671.9428 | 322.7037 | 68.1671 | 0 | 0 | 0 | 0 | 0 | 10891.9075
2021-04-17 | 0 | 0 | 0 | 0 | 0 | 20.9468 | 264.1747 | 650.6295 | 1034.5205 | 1180.8036 | 1230.587 | 1101.6848 | 1216.3519 | 970.1873 | 831.297 | 445.3141 | 275.5549 | 48.2207 | 13.7829 | 0 | 0 | 0 | 0 | 0 | 9284.0558
2021-04-18 | 0 | 0 | 0 | 0 | 0 | 15.3762 | 234.7057 | 645.8242 | 896.9671 | 993.1522 | 1153.5131 | 1167.119 | 1222.0932 | 1189.0615 | 907.1126 | 521.979 | 443.2457 | 237.1281 | 76.3126 | 0 | 0 | 0 | 0 | 0 | 9703.5903
2021-04-19 | 0 | 0 | 0 | 0 | 0 | 11.2819 | 230.5375 | 527.3978 | 894.8437 | 1079.2705 | 1241.5189 | 1359.9611 | 1111.3584 | 994.2533 | 918.2804 | 838.7685 | 670.8024 | 387.5952 | 90.8214 | 0 | 0 | 0 | 0 | 0 | 10356.6909
2021-04-20 | 0 | 0 | 0 | 0 | 0 | 10.1557 | 175.7206 | 353.1951 | 552.6513 | 945.8855 | 1213.9139 | 1251.2711 | 1516.5469 | 1218.1608 | 1267.2364 | 817.5338 | 676.6302 | 356.6477 | 98.5681 | 0 | 0 | 0 | 0 | 0 | 10454.117
2021-04-21 | 0 | 0 | 0 | 0 | 0 | 6.9009 | 106.2519 | 400.0686 | 718.7691 | 848.9926 | 1235.5418 | 1641.1235 | 1112.7741 | 991.6579 | 804.8717 | 782.654 | 757.8881 | 395.7351 | 97.5535 | 0 | 0 | 0 | 0 | 0 | 9900.7828
2021-04-22 | 0 | 0 | 0 | 0 | 0 | 18.4167 | 242.7749 | 536.395 | 884.0691 | 1140.0645 | 1339.4342 | 1470.5385 | 1489.7283 | 1413.6768 | 1189.612 | 974.9848 | 662.5996 | 354.2804 | 93.3066 | 0 | 0 | 0 | 0 | 0 | 11809.8815
2021-04-23 | 0 | 0 | 0 | 0 | 0 | 21.9094 | 249.0588 | 546.2573 | 835.544 | 1083.5174 | 1264.5624 | 1349.1864 | 1365.4663 | 1280.4491 | 1121.6611 | 897.7536 | 618.9742 | 331.4178 | 93.8257 | 0 | 0 | 0 | 0 | 0 | 11059.5836
2021-04-24 | 0 | 0 | 0 | 0 | 0 | 23.3652 | 238.0718 | 487.2958 | 739.2645 | 942.5823 | 1087.7644 | 1192.5219 | 1178.9947 | 1113.7178 | 934.1671 | 737.9511 | 506.0373 | 261.5086 | 79.4962 | 0 | 0 | 0 | 0 | 0 | 9522.7388
2021-04-25 | 0 | 0 | 0 | 0 | 0 | 44.393 | 366.6909 | 632.9025 | 199.6057 | 529.1438 | 478.6761 | 710.4562 | 918.5164 | 811.9499 | 916.8648 | 769.4964 | 323.6003 | 35.0332 | 10.2721 | 0 | 0 | 0 | 0 | 0 | 6747.6011
2021-04-26 | 0 | 0 | 0 | 0 | 0 | 18.3397 | 194.6116 | 363.9697 | 535.349 | 752.9727 | 806.7592 | 889.5743 | 860.0818 | 863.9355 | 719.2646 | 574.9241 | 370.0805 | 210.1601 | 72.51 | 0 | 0 | 0 | 0 | 0 | 7232.5327
2021-04-27 | 0 | 0 | 0 | 0 | 0 | 77.6024 | 329.1842 | 436.891 | 519.0298 | 804.2425 | 988.2761 | 948.6381 | 790.4007 | 702.4814 | 853.2395 | 599.7214 | 222.3346 | 194.4858 | 90.0742 | 0 | 0 | 0 | 0 | 0 | 7556.6017
2021-04-28 | 0 | 0 | 0 | 0 | 0 | 60.4031 | 266.833 | 529.1752 | 794.9622 | 1005.4998 | 1155.6366 | 1225.9468 | 1197.2408 | 1113.01 | 1018.7124 | 833.4991 | 555.6635 | 292.9437 | 96.8457 | 0 | 0 | 0 | 0 | 0 | 10146.372
2021-04-29 | 0 | 0 | 0 | 0 | 0 | 61.2966 | 246.4792 | 484.1656 | 741.9621 | 905.9329 | 1061.2604 | 1088.7081 | 1023.274 | 919.1455 | 915.9997 | 717.0232 | 482.7028 | 276.829 | 91.8595 | 0 | 0 | 0 | 0 | 0 | 9016.6385
2021-04-30 | 0 | 0 | 0 | 0 | 0 | 79.6063 | 341.5317 | 677.5582 | 996.0622 | 1264.4838 | 1475.9651 | 1601.8001 | 1609.822 | 1509.3114 | 1332.0414 | 1078.9559 | 789.2996 | 441.1222 | 144.3641 | 0.94109 | 0 | 0 | 0 | 0 | 13342.8653
2021-05-01 | 0 | 0 | 0 | 0 | 0 | 27.6884 | 27.561 | 132.5356 | 351.6143 | 407.9411 | 444.0793 | 614.5935 | 527.9011 | 410.8982 | 452.9193 | 598.2114 | 414.5553 | 304.4104 | 129.1302 | 2.0447 | 0 | 0 | 0 | 0 | 4846.0841
2021-05-02 | 0 | 0 | 0 | 0 | 0 | 81.6983 | 346.573 | 628.9309 | 949.3459 | 1163.0294 | 1326.3002 | 1418.0024 | 1453.6294 | 1393.3073 | 1209.0378 | 1006.8368 | 684.1173 | 381.7281 | 140.7936 | 1.2372 | 0 | 0 | 0 | 0 | 12184.5677
2021-05-03 | 0 | 0 | 0 | 0 | 0 | 103.2082 | 432.9351 | 809.1186 | 1179.5452 | 1459.3707 | 1585.9134 | 826.0277 | 796.9284 | 708.9226 | 646.0995 | 558.1959 | 437.6775 | 251.2452 | 85.6307 | 0 | 0 | 0 | 0 | 0 | 9880.8186
2021-05-04 | 0 | 0 | 0 | 0 | 0 | 105.1823 | 421.6965 | 796.2992 | 1121.5039 | 1401.8798 | 1629.7983 | 826.185 | 843.4873 | 800.7034 | 739.4297 | 634.8923 | 404.984 | 257.1044 | 102.6656 | 1.3903 | 0 | 0 | 0 | 0 | 10087.2019
2021-05-05 | 0 | 0 | 0 | 0 | 0 | 56.9694 | 181.0293 | 348.5942 | 525.18 | 645.5175 | 732.6975 | 721.8836 | 678.9896 | 685.4386 | 622.702 | 470.8429 | 343.9777 | 198.8664 | 69.2698 | 0.27709 | 0 | 0 | 0 | 0 | 6282.2354
2021-05-06 | 0 | 0 | 0 | 0 | 0 | 88.7136 | 262.3344 | 449.0813 | 634.9002 | 781.1439 | 910.1012 | 1036.8799 | 947.6943 | 791.8163 | 740.8217 | 684.3454 | 535.7737 | 292.5741 | 106.0788 | 0.66965 | 0 | 0 | 0 | 0 | 8262.9285
2021-05-07 | 0 | 0 | 0 | 0 | 0.27112 | 122.2172 | 307.3361 | 489.4743 | 1116.3918 | 1478.4032 | 1113.01 | 972.0749 | 992.3658 | 934.1671 | 564.409 | 85.4812 | 65.5922 | 35.6829 | 13.0766 | 0.67844 | 0 | 0 | 0 | 0 | 8290.6318
2021-05-08 | 0 | 0 | 0 | 0 | 0 | 110.4437 | 316.3097 | 578.7149 | 836.3304 | 1084.7758 | 1228.8568 | 1232.3959 | 1237.3506 | 1181.4327 | 1012.6566 | 820.9157 | 561.1137 | 307.7844 | 114.2031 | 0.84766 | 0 | 0 | 0 | 0 | 10624.1317
2021-05-09 | 0 | 0 | 0 | 0 | 0 | 87.4395 | 221.1785 | 419.0382 | 514.0514 | 636.8349 | 741.2936 | 868.5756 | 939.3578 | 909.0001 | 765.7606 | 575.5611 | 443.3165 | 218.5281 | 79.6456 | 0.92717 | 0 | 0 | 0 | 0 | 7420.5088
2021-05-10 | 0 | 0 | 0 | 0 | 0 | 62.5101 | 267.934 | 458.2908 | 774.1051 | 939.987 | 691.9899 | 1225.0817 | 1092.6405 | 1084.6185 | 1062.2828 | 878.0133 | 786.547 | 539.9184 | 159.5036 | 1.0801 | 0 | 0 | 0 | 0 | 10024.5026
2021-05-11 | 0 | 0 | 0 | 0 | 0.90523 | 140.6677 | 432.8879 | 777.6284 | 1093.8202 | 1417.8451 | 1644.5053 | 1056.3843 | 1049.8566 | 957.6825 | 839.6336 | 662.0176 | 491.1102 | 302.7117 | 133.039 | 5.578 | 0 | 0 | 0 | 0 | 11006.2733
2021-05-12 | 0 | 0 | 0 | 0 | 0.97498 | 136.3264 | 378.6137 | 710.4876 | 955.7163 | 1212.5769 | 1447.8096 | 1606.8335 | 1625.6301 | 1509.626 | 1332.2774 | 1076.046 | 830.4319 | 536.4579 | 216.1608 | 13.322 | 0 | 0 | 0 | 0 | 13589.291
2021-05-13 | 0 | 0 | 0 | 0 | 0 | 55.7984 | 134.7928 | 309.5068 | 382.9865 | 420.0056 | 624.1413 | 522.9936 | 496.2301 | 322.5779 | 192.7791 | 326.9428 | 217.8203 | 136.6567 | 39.3855 | 1.5494 | 0 | 0 | 0 | 0 | 4184.1666
2021-05-14 | 0 | 0 | 0 | 0 | 0.86362 | 73.3987 | 168.4143 | 381.7045 | 436.9618 | 538.3533 | 856.0708 | 960.0419 | 957.9184 | 946.7506 | 1012.578 | 709.5911 | 443.5052 | 110.3415 | 17.7844 | 2.0136 | 0 | 0 | 0 | 0 | 7616.2918
2021-05-15 | 0 | 0 | 0 | 0 | 0 | 63.166 | 168.9727 | 302.3184 | 464.0871 | 500.9961 | 562.6709 | 559.5093 | 562.2777 | 506.4777 | 511.2044 | 478.2199 | 356.2623 | 256.2786 | 120.9982 | 8.5686 | 0 | 0 | 0 | 0 | 5422.0079
2021-05-16 | 0 | 0 | 0 | 0 | 0.39826 | 77.2194 | 160.5654 | 290.8596 | 340.2341 | 424.4098 | 469.671 | 629.4814 | 656.3629 | 536.4422 | 419.6202 | 431.6689 | 323.0104 | 135.3905 | 85.7565 | 1.9458 | 0 | 0 | 0 | 0 | 4983.0363
2021-05-17 | 0 | 0 | 0 | 0 | 3.151 | 109.2876 | 322.0116 | 453.1395 | 794.4903 | 816.9047 | 970.9738 | 1146.0417 | 1199.3642 | 1134.6379 | 931.1785 | 849.5431 | 831.6903 | 554.2714 | 214.0216 | 18.2461 | 0 | 0 | 0 | 0 | 10348.9532
2021-05-18 | 0 | 0 | 0 | 0 | 1.7972 | 124.7417 | 203.0661 | 273.5101 | 508.4361 | 841.6784 | 1050.1712 | 1246.2377 | 1084.5398 | 822.0954 | 781.836 | 713.9088 | 645.7456 | 514.8458 | 266.3139 | 32.1571 | 0 | 0 | 0 | 0 | 9111.0809
2021-05-19 | 0 | 0 | 0 | 0 | 5.9081 | 192.4881 | 520.1387 | 871.4069 | 1178.7587 | 1434.2037 | 1606.3616 | 1689.7272 | 1692.4799 | 1602.036 | 1447.8882 | 1218.3181 | 914.6627 | 571.6602 | 250.3879 | 20.2225 | 0 | 0 | 0 | 0 | 15216.6486
2021-05-20 | 0 | 0 | 0 | 0 | 4.2774 | 188.6344 | 315.1615 | 386.4784 | 253.8169 | 659.8469 | 439.2819 | 660.8379 | 1042.6997 | 1162.7934 | 1463.7749 | 1446.5512 | 1097.3593 | 702.4106 | 310.5292 | 85.0801 | 0 | 0 | 0 | 0 | 10219.5337
2021-05-21 | 0 | 0 | 0 | 0 | 3.1818 | 101.6353 | 248.1779 | 383.5685 | 598.0227 | 742.0565 | 805.8941 | 861.5761 | 801.4112 | 779.28 | 655.2697 | 517.9051 | 320.4623 | 169.3738 | 64.8199 | 3.8287 | 0 | 0 | 0 | 0 | 7056.4636
2021-05-22 | 0 | 0 | 0 | 0 | 4.3967 | 63.5671 | 156.7589 | 177.3879 | 88.4541 | 863.149 | 481.877 | 1321.5814 | 1462.7525 | 1803.9224 | 1292.6394 | 427.5006 | 860.475 | 374.0758 | 109.8382 | 23.9951 | 0 | 0 | 0 | 0 | 9512.3711
2021-05-23 | 0 | 0 | 0 | 0 | 8.3672 | 208.2096 | 559.2183 | 911.2022 | 1227.2838 | 1483.7512 | 1636.0114 | 878.1705 | 789.8502 | 747.7741 | 665.9342 | 632.9576 | 448.8768 | 296.0424 | 145.8584 | 14.1855 | 0 | 0 | 0 | 0 | 10653.6936
2021-05-24 | 0 | 0 | 0 | 0 | 1.17 | 66.7759 | 150.7503 | 280.3209 | 406.9816 | 467.9408 | 564.4405 | 624.4008 | 689.0957 | 604.6998 | 553.6894 | 455.9707 | 374.2724 | 248.3431 | 126.1259 | 33.2495 | 0 | 0 | 0 | 0 | 5648.2273
2021-05-25 | 0 | 0 | 0 | 0 | 10.7762 | 238.8032 | 595.3408 | 968.4571 | 1304.515 | 1571.521 | 1743.443 | 1818.4721 | 1832.7858 | 1770.0256 | 1607.7772 | 1361.8486 | 1042.4638 | 683.7713 | 320.6982 | 99.5512 | 0 | 0 | 0 | 0 | 16970.2502
2021-05-26 | 0 | 0 | 0 | 0 | 11.9394 | 223.7974 | 548.3886 | 886.8217 | 1188.8255 | 1433.9677 | 1606.3616 | 1695.2325 | 1711.591 | 1647.022 | 1490.9867 | 1253.3946 | 955.3231 | 622.0729 | 296.4356 | 92.0876 | 0 | 0 | 0 | 0 | 15664.248
2021-05-27 | 0 | 0 | 0 | 0 | 12.3963 | 228.2331 | 558.188 | 908.5282 | 1223.4301 | 1479.6615 | 1648.9882 | 1736.5221 | 1749.3415 | 1683.2782 | 1525.9059 | 1299.2457 | 1006.2076 | 671.7069 | 325.0159 | 108.4225 | 0 | 0 | 0 | 0 | 16165.0718
2021-05-28 | 0 | 0 | 0 | 0 | 13.9575 | 217.9933 | 528.5382 | 865.5871 | 1160.1194 | 1413.0477 | 1588.0369 | 1668.3353 | 1660.3133 | 1564.1282 | 1402.0371 | 1164.5237 | 882.1815 | 568.0739 | 270.1283 | 63.3256 | 0 | 0 | 0 | 0 | 15030.327
2021-05-29 | 0 | 0 | 0 | 0 | 14.6826 | 228.7443 | 551.5738 | 900.349 | 1220.5989 | 1487.5262 | 1671.6385 | 1761.925 | 1773.958 | 1715.0515 | 1549.8932 | 1311.1214 | 1003.6909 | 658.5021 | 318.9129 | 72.9937 | 0 | 0 | 0 | 0 | 16241.1618
2021-05-30 | 0 | 0 | 0 | 0 | 1.3223 | 28.7777 | 209.523 | 340.6666 | 383.655 | 807.467 | 702.9533 | 1241.5976 | 1774.4299 | 1684.8511 | 1097.6739 | 737.6287 | 589.4423 | 334.5558 | 252.3462 | 65.0692 | 0 | 0 | 0 | 0 | 10251.9595
2021-05-31 | 0 | 0 | 0 | 0 | 18.0321 | 228.1387 | 525.7855 | 875.7325 | 1140.0645 | 1329.0528 | 1459.1347 | 1564.0496 | 1545.253 | 1458.9774 | 1274.1574 | 1116.3918 | 856.2281 | 568.4672 | 268.2014 | 66.5903 | 0 | 0 | 0 | 0 | 14294.2571
2021-06-01 | 0 | 0 | 0 | 0 | 8.5646 | 174.9263 | 402.1291 | 727.8371 | 1228.4635 | 1474.5495 | 1433.1813 | 878.8784 | 929.7629 | 1327.4013 | 1130.7055 | 625.3603 | 502.6555 | 44.6266 | 90.0585 | 30.6526 | 0 | 0 | 0 | 0 | 11009.753
2021-06-02 | 0 | 0 | 0 | 0 | 15.4958 | 252.2204 | 513.6189 | 982.3776 | 1176.0848 | 1606.8335 | 1678.874 | 800.7034 | 970.3446 | 724.825 | 825.2412 | 949.3459 | 814.6239 | 398.1732 | 295.4683 | 63.8958 | 0 | 0 | 0 | 0 | 12068.1262
2021-06-03 | 0 | 0 | 0 | 0 | 16.3625 | 175.1937 | 523.1116 | 602.128 | 995.197 | 1310.1776 | 1588.4301 | 1476.2797 | 1248.7544 | 1198.971 | 1039.4752 | 961.2216 | 653.4451 | 531.5897 | 230.3015 | 73.2776 | 0 | 0 | 0 | 0 | 12623.9163
2021-06-04 | 0 | 0 | 0 | 0 | 21.2653 | 233.9271 | 543.9372 | 884.9342 | 1153.0412 | 1407.0705 | 1560.3532 | 1638.9214 | 1643.8761 | 1568.2965 | 1375.2185 | 1114.0324 | 837.1169 | 540.9801 | 273.9741 | 72.9473 | 0 | 0 | 0 | 0 | 14869.8922
2021-06-05 | 0 | 0 | 0 | 0 | 16.6181 | 263.577 | 505.5969 | 994.0173 | 555.6399 | 803.1415 | 1158.7038 | 205.3705 | 144.5922 | 993.2309 | 730.055 | 833.1059 | 541.2554 | 599.0844 | 334.6895 | 66.0547 | 0.27653 | 0 | 0 | 0 | 8745.0093
2021-06-06 | 0 | 0 | 0 | 0 | 16.8328 | 189.8771 | 439.1718 | 683.8106 | 911.7527 | 1108.3698 | 1256.6191 | 1302.7062 | 1296.4144 | 1221.3853 | 1090.517 | 942.2677 | 743.7552 | 496.639 | 261.2805 | 74.0704 | 0 | 0 | 0 | 0 | 12035.4697
2021-06-07 | 0 | 0 | 0 | 0 | 22.5402 | 243.2704 | 560.7991 | 894.2931 | 1205.656 | 1455.517 | 1642.6178 | 1732.3538 | 1750.3639 | 1682.649 | 1528.5012 | 1296.729 | 1006.8368 | 669.2846 | 337.3949 | 90.0192 | 0 | 0 | 0 | 0 | 16118.8259
2021-06-08 | 0 | 0 | 0 | 0 | 22.9861 | 270.1204 | 613.7599 | 971.9176 | 1290.3586 | 1550.365 | 1728.5788 | 1807.147 | 1820.8315 | 1760.5094 | 1607.0694 | 1374.7467 | 1068.8891 | 726.0676 | 374.8937 | 98.3007 | 0 | 0 | 0 | 0 | 17086.5414
2021-06-09 | 0 | 0 | 0 | 0 | 19.4667 | 206.7861 | 439.0538 | 684.4162 | 942.2677 | 1162.4789 | 1312.537 | 1374.0388 | 1379.7801 | 1305.852 | 1162.3216 | 1000.545 | 756.6376 | 513.438 | 276.1212 | 78.418 | 0 | 0 | 0 | 0 | 12614.1586
2021-06-10 | 0 | 0 | 0 | 0 | 3.2771 | 84.2622 | 193.951 | 360.1081 | 526.8001 | 411.9285 | 1177.9723 | 1048.0477 | 1380.8025 | 1125.6721 | 958.469 | 772.5478 | 455.082 | 337.914 | 302.578 | 104.734 | 0.70343 | 0 | 0 | 0 | 9244.8499
2021-06-11 | 0 | 0 | 0 | 0 | 32.824 | 259.8885 | 597.7002 | 636.9057 | 754.931 | 1035.9361 | 1380.8025 | 1315.9188 | 1232.8678 | 854.7338 | 433.0059 | 436.5371 | 75.3098 | 49.6175 | 25.1395 | 6.9114 | 0 | 0 | 0 | 0 | 9129.0295
2021-06-12 | 0 | 0 | 0 | 0 | 24.7966 | 227.5646 | 508.0428 | 832.0049 | 1117.1783 | 1286.1117 | 1484.459 | 1549.028 | 1594.25 | 1445.6861 | 1268.7307 | 1134.5592 | 872.1934 | 616.5912 | 315.6727 | 92.4258 | 0 | 0 | 0 | 0 | 14369.2948
2021-06-13 | 0 | 0 | 0 | 0 | 5.7155 | 76.8663 | 174.4544 | 243.3412 | 287.116 | 409.9702 | 450.5363 | 416.3721 | 386.7065 | 395.6722 | 381.6416 | 345.1731 | 260.1559 | 212.024 | 139.2206 | 52.8334 | 0 | 0 | 0 | 0 | 4237.7992
2021-06-14 | 0 | 0 | 0 | 0 | 3.9555 | 40.7689 | 105.5755 | 174.2657 | 234.7687 | 285.1813 | 327.2731 | 341.8621 | 421.1381 | 373.9264 | 292.755 | 274.9651 | 221.3751 | 149.6177 | 88.9574 | 31.7639 | 0 | 0 | 0 | 0 | 3368.1494
2021-06-15 | 0 | 0 | 0 | 0 | 6.4379 | 87.9586 | 144.6237 | 225.6378 | 322.688 | 379.2901 | 454.2169 | 514.5626 | 565.6438 | 433.5171 | 380.7608 | 353.3288 | 275.6729 | 182.2168 | 100.2118 | 28.3341 | 0 | 0 | 0 | 0 | 4455.1015
2021-06-16 | 0 | 0 | 0 | 0 | 2.9681 | 57.1015 | 450.7879 | 565.6359 | 703.0948 | 992.759 | 1116.3132 | 1065.1927 | 902.2365 | 982.299 | 519.9106 | 418.527 | 307.8001 | 367.2493 | 195.0992 | 72.5454 | 0.56346 | 0 | 0 | 0 | 8720.0837
2021-06-17 | 0 | 0 | 0 | 0 | 14.3782 | 144.0653 | 315.8142 | 465.5106 | 609.0411 | 712.1628 | 794.7263 | 878.1705 | 921.7409 | 853.8687 | 840.0268 | 732.8705 | 590.8107 | 411.4802 | 208.1467 | 65.5639 | 0 | 0 | 0 | 0 | 8558.3776
2021-06-18 | 0 | 0 | 0 | 0 | 6.9284 | 51.402 | 101.3443 | 117.7264 | 213.6992 | 464.4489 | 184.4897 | 577.0082 | 653.4372 | 629.5207 | 606.43 | 738.714 | 433.3441 | 416.608 | 270.317 | 86.2284 | 1.3368 | 0 | 0 | 0 | 5552.9833
2021-06-19 | 0 | 0 | 0 | 0 | 25.9495 | 224.5996 | 511.3538 | 829.0949 | 1125.2789 | 1351.3099 | 1533.1414 | 1645.8423 | 1661.5717 | 1582.6889 | 1444.821 | 1224.5312 | 963.0305 | 643.6771 | 331.811 | 98.6467 | 0 | 0 | 0 | 0 | 15197.3485
2021-06-20 | 0 | 0 | 0 | 0 | 25.1379 | 247.1319 | 559.4464 | 895.001 | 1205.0268 | 1452.2138 | 1609.5861 | 1707.0295 | 1719.7703 | 1639.8651 | 1485.6387 | 1249.8555 | 974.277 | 655.7494 | 339.8094 | 99.9601 | 0 | 0 | 0 | 0 | 15865.499
2021-06-21 | 0 | 0 | 0 | 0 | 22.0974 | 223.2469 | 510.9292 | 804.9503 | 1076.8325 | 1125.5935 | 1285.1679 | 1421.2269 | 1438.6079 | 1212.3409 | 1078.9559 | 963.0305 | 683.0006 | 425.5423 | 219.5112 | 79.976 | 0 | 0 | 0 | 0 | 12571.0098
2021-06-22 | 0 | 0 | 0 | 0 | 19.1025 | 182.7123 | 409.1523 | 686.4296 | 1010.7691 | 1233.8902 | 1407.621 | 1536.0513 | 1524.4116 | 1399.6777 | 1348.5573 | 1244.5861 | 988.3548 | 662.8906 | 363.5922 | 105.6778 | 1.3845 | 0 | 0 | 0 | 14124.8608
2021-06-23 | 0 | 0 | 0 | 0 | 23.7718 | 228.996 | 474.5471 | 713.6099 | 829.5668 | 1106.8755 | 1242.6986 | 1306.7958 | 1346.4338 | 1313.5594 | 1088.3149 | 908.7642 | 677.1099 | 472.7697 | 243.3805 | 77.4451 | 0 | 0 | 0 | 0 | 12054.6391
2021-06-24 | 0 | 0 | 0 | 0 | 2.606 | 16.7455 | 174.8555 | 181.2259 | 389.3805 | 634.5698 | 742.198 | 829.6455 | 897.3604 | 768.7807 | 559.9576 | 379.3137 | 427.0759 | 166.6212 | 140.943 | 82.823 | 0.89068 | 0 | 0 | 0 | 6394.9927
2021-06-25 | 0 | 0 | 0 | 0 | 18.8886 | 229.2555 | 556.8825 | 791.5017 | 940.9307 | 1047.0253 | 1231.1375 | 1423.7436 | 1419.5754 | 1226.6547 | 1257.8775 | 1018.2406 | 742.3396 | 450.2846 | 268.0835 | 89.0361 | 0 | 0 | 0 | 0 | 12711.4573
2021-06-26 | 0 | 0 | 0 | 0 | 22.0361 | 227.7534 | 492.5651 | 764.7539 | 1039.2393 | 1222.2504 | 1379.9373 | 1469.2802 | 1467.8645 | 1411.0028 | 1297.7514 | 1123.6273 | 862.2052 | 611.4949 | 302.9948 | 89.972 | 0 | 0 | 0 | 0 | 13784.7287
2021-06-27 | 0 | 0 | 0 | 0 | 18.6306 | 193.4633 | 430.5049 | 671.0934 | 920.3253 | 1130.3909 | 1310.4922 | 1372.9378 | 1382.3754 | 1334.0076 | 1147.6146 | 930.0775 | 727.9 | 472.2349 | 250.2385 | 82.5556 | 0 | 0 | 0 | 0 | 12374.8426
2021-06-28 | 0 | 0 | 0 | 0 | 22.3145 | 273.2427 | 563.9607 | 942.5037 | 701.6163 | 622.8829 | 1331.019 | 847.4983 | 637.1731 | 1275.4157 | 1004.2414 | 598.8327 | 361.9091 | 439.2504 | 416.8125 | 115.6816 | 0 | 0 | 0 | 0 | 10154.3546
2021-06-29 | 0 | 0 | 0 | 0 | 10.416 | 229.0353 | 546.4146 | 936.6051 | 1071.4845 | 502.7342 | 1235.3058 | 1131.6493 | 1416.1149 | 1259.765 | 846.7905 | 207.1086 | 507.0283 | 128.0135 | 86.2913 | 78.8041 | 0.54929 | 0 | 0 | 0 | 10194.1102
2021-06-30 | 0 | 0 | 0 | 0 | 23.2323 | 245.5354 | 518.8017 | 860.0031 | 1196.3756 | 1522.4454 | 1748.3191 | 968.2212 | 949.1886 | 875.4966 | 774.7028 | 443.8198 | 407.3198 | 276.9391 | 132.0166 | 27.6208 | 0 | 0 | 0 | 0 | 10970.0379
2021-07-01 | 0 | 0 | 0 | 0 | 17.1474 | 211.2375 | 491.5584 | 828.623 | 956.4241 | 1239.71 | 1381.7462 | 1480.8412 | 1352.8042 | 1357.4444 | 1151.0751 | 1024.2964 | 811.714 | 533.8075 | 267.879 | 91.0966 | 0.76163 | 0 | 0 | 0 | 13198.1667
2021-07-02 | 0 | 0 | 0 | 0 | 15.3306 | 168.3907 | 386.0694 | 557.7319 | 657.2201 | 820.4438 | 952.3345 | 1041.6773 | 1121.9757 | 1074.3944 | 919.6174 | 836.4091 | 619.8 | 437.2528 | 243.0895 | 75.2603 | 0 | 0 | 0 | 0 | 9926.9976
2021-07-03 | 0 | 0 | 0 | 0 | 9.3236 | 108.9652 | 216.3103 | 349.9391 | 505.3924 | 724.7542 | 757.2274 | 753.1064 | 772.2018 | 983.8719 | 910.2585 | 830.1173 | 650.7396 | 455.8135 | 289.7507 | 105.6306 | 1.3999 | 0 | 0 | 0 | 8424.8022
2021-07-04 | 0 | 0 | 0 | 0 | 18.8595 | 248.0757 | 597.189 | 951.2335 | 1270.6182 | 1443.8772 | 1653.3924 | 972.94 | 934.5603 | 914.8986 | 794.2544 | 706.3194 | 553.9962 | 377.6385 | 217.5371 | 75.8053 | 0 | 0 | 0 | 0 | 11731.1953
2021-07-05 | 0 | 0 | 0 | 0 | 9.23 | 145.9056 | 326.9821 | 544.5349 | 726.3507 | 962.7945 | 1079.0346 | 1041.8346 | 1075.0236 | 1145.3338 | 979.7823 | 880.2154 | 649.6858 | 349.2155 | 171.6782 | 35.4619 | 0 | 0 | 0 | 0 | 10123.0634
2021-07-06 | 0 | 0 | 0 | 0 | 7.8977 | 134.258 | 326.8798 | 517.331 | 730.5033 | 892.1697 | 996.2981 | 1129.8404 | 1090.517 | 1056.7775 | 881.4737 | 761.6553 | 641.0503 | 464.6455 | 221.9256 | 66.1443 | 0 | 0 | 0 | 0 | 9919.3673
2021-07-07 | 0 | 0 | 0 | 0 | 2.6537 | 27.7442 | 43.6718 | 313.1953 | 318.3938 | 741.1442 | 939.5937 | 982.6922 | 836.645 | 908.135 | 813.3656 | 220.1404 | 300.132 | 207.3524 | 181.2574 | 75.2485 | 0.27735 | 0 | 0 | 0 | 6911.6425
2021-07-08 | 0 | 0 | 0 | 0 | 13.0326 | 219.1887 | 521.1532 | 851.9025 | 1145.1765 | 1392.9927 | 1574.0377 | 1666.5264 | 1688.7835 | 1611.7096 | 1491.7731 | 1287.0554 | 1017.2182 | 701.7814 | 375.9791 | 104.7812 | 0 | 0 | 0 | 0 | 15663.0919
2021-07-09 | 0 | 0 | 0 | 0 | 12.6275 | 216.2945 | 525.8721 | 862.3625 | 1173.8826 | 1425.3952 | 1602.2719 | 1705.9285 | 1726.4553 | 1656.6956 | 1522.9173 | 1301.7624 | 1023.4313 | 700.9556 | 368.0672 | 100.8174 | 0 | 0 | 0 | 0 | 15925.7369
2021-07-10 | 0 | 0 | 0 | 0 | 11.1891 | 195.3037 | 477.8188 | 820.9943 | 1082.4164 | 1325.5924 | 1475.5719 | 1562.9485 | 1563.1058 | 1494.2898 | 1340.6926 | 1173.1748 | 929.8415 | 651.1171 | 332.6682 | 92.528 | 0 | 0 | 0 | 0 | 14529.2531
2021-07-11 | 0 | 0 | 0 | 0 | 11.8387 | 143.1923 | 582.2146 | 739.815 | 1089.1014 | 872.0361 | 895.6301 | 960.2778 | 624.2592 | 896.0234 | 1052.6879 | 836.3304 | 780.9473 | 411.8971 | 179.2047 | 23.0545 | 0 | 0 | 0 | 0 | 10098.5107
2021-07-12 | 0 | 0 | 0 | 0 | 9.1042 | 200.7146 | 517.2917 | 861.3401 | 1185.3651 | 1417.9238 | 1630.1129 | 1010.5332 | 1010.2972 | 963.9742 | 864.5646 | 741.6082 | 567.4133 | 382.1214 | 205.63 | 64.6092 | 0 | 0 | 0 | 0 | 11632.6037
2021-07-13 | 0 | 0 | 0 | 0 | 8.7856 | 192.4724 | 490.9293 | 809.5905 | 1092.7191 | 1322.8397 | 1480.7626 | 1584.891 | 1607.5413 | 1550.7583 | 1423.8223 | 1224.8458 | 959.4127 | 646.0523 | 334.7681 | 87.8878 | 0 | 0 | 0 | 0 | 14818.0788
2021-07-14 | 0 | 0 | 0 | 0 | 7.42 | 168.0919 | 410.9848 | 670.1575 | 917.7299 | 1120.6387 | 1268.8094 | 1376.5555 | 1414.1487 | 1336.367 | 1215.0149 | 1023.274 | 783.5584 | 511.2437 | 265.4331 | 77.8391 | 0 | 0 | 0 | 0 | 12567.2667
2021-07-15 | 0 | 0 | 0 | 0 | 7.5921 | 106.653 | 85.4498 | 198.9844 | 994.3319 | 817.2193 | 1415.3284 | 500.2411 | 779.4845 | 873.1372 | 546.6899 | 1207.0716 | 223.5772 | 173.432 | 154.3208 | 27.7765 | 0 | 0 | 0 | 0 | 8111.2895
2021-07-16 | 0 | 0 | 0 | 0 | 0.72261 | 12.3853 | 169.0356 | 199.0787 | 433.6036 | 529.0966 | 752.8311 | 922.6847 | 932.2009 | 801.018 | 756.7949 | 607.8692 | 341.2565 | 433.635 | 280.3366 | 80.0625 | 0 | 0 | 0 | 0 | 7252.6119
2021-07-17 | 0 | 0 | 0 | 0 | 0.552 | 40.5008 | 144.6866 | 288.5788 | 579.1317 | 668.6397 | 563.8427 | 695.0257 | 837.982 | 636.8585 | 392.3691 | 268.9879 | 183.2078 | 46.2302 | 23.1119 | 5.8303 | 0 | 0 | 0 | 0 | 5375.5356
2021-07-18 | 0 | 0 | 0 | 0 | 0.68781 | 158.3318 | 531.5189 | 908.6855 | 958.1544 | 732.5166 | 669.9531 | 881.0805 | 1133.6941 | 924.4149 | 627.9871 | 384.5358 | 270.2856 | 288.0519 | 69.479 | 15.6609 | 0 | 0 | 0 | 0 | 8555.0379
2021-07-19 | 0 | 0 | 0 | 0 | 5.3935 | 172.4017 | 395.9396 | 365.519 | 530.0482 | 106.3698 | 857.7224 | 133.1491 | 958.5476 | 1232.0027 | 1033.498 | 935.74 | 119.4016 | 453.0687 | 181.7056 | 34.8044 | 0 | 0 | 0 | 0 | 7515.3121
2021-07-20 | 0 | 0 | 0 | 0 | 0.26651 | 119.7319 | 363.6551 | 720.4758 | 1013.8363 | 1165.6247 | 1222.3291 | 1232.1599 | 1403.4528 | 1326.6148 | 1346.7484 | 989.3772 | 805.4222 | 544.0631 | 292.7943 | 77.2949 | 0 | 0 | 0 | 0 | 12623.847
2021-07-21 | 0 | 0 | 0 | 0 | 3.2841 | 155.6893 | 427.6186 | 738.4623 | 1009.1962 | 1240.4179 | 1422.9572 | 1513.0864 | 1512.064 | 1438.8438 | 1346.9057 | 1156.659 | 887.4509 | 597.8968 | 304.6071 | 74.1954 | 0 | 0 | 0 | 0 | 13829.3345
2021-07-22 | 0 | 0 | 0 | 0 | 0 | 135.0681 | 397.4654 | 791.0299 | 1021.3078 | 659.5717 | 545.1799 | 448.2476 | 681.5928 | 896.0234 | 937.7062 | 572.9894 | 282.5152 | 301.3825 | 203.9076 | 31.6648 | 0 | 0 | 0 | 0 | 7905.6521
2021-07-23 | 0 | 0 | 0 | 0 | 0 | 47.7551 | 143.6248 | 357.9139 | 95.0054 | 762.135 | 1096.4155 | 464.5904 | 645.8557 | 603.9998 | 1408.2502 | 1461.966 | 1146.9068 | 759.7048 | 247.7297 | 84.7105 | 0 | 0 | 0 | 0 | 9326.5637
2021-07-24 | 0 | 0 | 0 | 0 | 2.0159 | 150.5694 | 448.5622 | 799.3664 | 1225.3177 | 1553.8255 | 1724.4105 | 799.8383 | 760.4284 | 770.7232 | 607.2401 | 433.1238 | 269.8137 | 219.0708 | 90.7349 | 25.1505 | 0 | 0 | 0 | 0 | 9880.1911
2021-07-25 | 0 | 0 | 0 | 0 | 1.2788 | 143.9316 | 436.4349 | 773.2871 | 1076.3606 | 1325.5137 | 1485.0095 | 1589.0593 | 1597.7104 | 1533.5346 | 1386.465 | 1162.0856 | 899.7984 | 582.3562 | 274.6741 | 55.6678 | 0 | 0 | 0 | 0 | 14323.1677
2021-07-26 | 0 | 0 | 0 | 0 | 0 | 68.8065 | 161.1159 | 281.9961 | 442.2941 | 548.9864 | 620.7123 | 694.6639 | 699.8546 | 685.9026 | 626.4063 | 526.4383 | 393.1319 | 272.7551 | 133.6131 | 32.828 | 0 | 0 | 0 | 0 | 6189.505
2021-07-27 | 0 | 0 | 0 | 0 | 0 | 69.9658 | 206.5659 | 370.23 | 400.6978 | 492.9977 | 638.6516 | 668.0813 | 605.2346 | 605.7143 | 550.3312 | 375.1533 | 181.1158 | 63.6402 | 30.9483 | 3.5658 | 0 | 0 | 0 | 0 | 5262.8935
2021-07-28 | 0 | 0 | 0 | 0 | 0.64854 | 121.9105 | 383.9696 | 693.901 | 1005.4998 | 1262.2817 | 1465.5838 | 1556.6568 | 1544.3879 | 1515.2099 | 1355.2422 | 1158.7038 | 861.4974 | 557.7083 | 264.741 | 78.1081 | 0 | 0 | 0 | 0 | 13826.0502
2021-07-29 | 0 | 0 | 0 | 0 | 0 | 67.5553 | 152.7086 | 237.9303 | 360.9575 | 501.0826 | 611.2039 | 668.7891 | 856.6213 | 759.9329 | 711.5808 | 435.3889 | 390.1355 | 170.7737 | 68.3166 | 3.2589 | 0 | 0 | 0 | 0 | 5996.2357
2021-07-30 | 0 | 0 | 0 | 0 | 0 | 80.9276 | 259.0312 | 418.1967 | 443.3637 | 700.0512 | 719.7522 | 887.6082 | 745.7293 | 490.5754 | 406.494 | 349.711 | 202.0044 | 114.0379 | 22.3585 | 4.1606 | 0 | 0 | 0 | 0 | 5844.0018
2021-07-31 | 0 | 0 | 0 | 0 | 0 | 123.6721 | 396.3171 | 735.7411 | 1088.5508 | 1431.6083 | 1685.9522 | 987.1751 | 913.6403 | 865.9016 | 632.6273 | 403.8987 | 287.5957 | 130.1369 | 64.8915 | 3.6356 | 0 | 0 | 0 | 0 | 9751.3444
2021-08-01 | 0 | 0 | 0 | 0 | 0 | 40.1099 | 172.0557 | 278.1974 | 441.2245 | 584.9358 | 694.4515 | 630.5667 | 684.7937 | 531.3066 | 487.6497 | 334.5715 | 173.2668 | 71.3618 | 19.7836 | 3.0962 | 0 | 0 | 0 | 0 | 5147.3715
2021-08-02 | 0 | 0 | 0 | 0 | 0 | 8.4711 | 86.5194 | 274.91 | 307.0294 | 144.6237 | 502.2072 | 332.1885 | 690.1181 | 174.6982 | 578.8722 | 645.1164 | 631.3689 | 612.4858 | 218.0405 | 31.2692 | 0 | 0 | 0 | 0 | 5237.9185
2021-08-03 | 0 | 0 | 0 | 0 | 0 | 104.3879 | 384.0404 | 715.4738 | 1032.5543 | 1293.5045 | 1474.5495 | 1576.5544 | 1590.7895 | 1530.9393 | 1389.9255 | 1174.5905 | 887.3722 | 563.3709 | 249.1846 | 19.2559 | 0 | 0 | 0 | 0 | 13986.4932
2021-08-04 | 0 | 0 | 0 | 0 | 0 | 103.2554 | 401.846 | 763.0001 | 1103.3364 | 1382.2968 | 1570.3413 | 1671.4025 | 1691.0642 | 1616.6643 | 1458.5055 | 1215.8014 | 908.6069 | 567.1302 | 240.0931 | 14.6621 | 0 | 0 | 0 | 0 | 14708.0063
2021-08-05 | 0 | 0 | 0 | 0 | 0 | 88.4226 | 331.5121 | 637.9202 | 932.4369 | 1239.0809 | 1417.4519 | 1472.8193 | 1453.2362 | 1426.0244 | 1238.2944 | 1022.0943 | 766.2089 | 463.3006 | 204.2852 | 14.6747 | 0 | 0 | 0 | 0 | 12707.7625
2021-08-06 | 0 | 0 | 0 | 0 | 0 | 81.9343 | 302.0117 | 592.6825 | 850.8801 | 1102.55 | 1275.1011 | 1378.4431 | 1303.3353 | 1219.8124 | 1175.2196 | 1003.9268 | 734.2232 | 466.0375 | 210.5061 | 13.6366 | 0 | 0 | 0 | 0 | 11710.3004
2021-08-07 | 0 | 0 | 0 | 0 | 0 | 75.9477 | 263.0894 | 648.0185 | 1082.495 | 1073.8439 | 1057.6426 | 966.8055 | 1045.2951 | 889.417 | 441.5862 | 337.3084 | 61.501 | 37.0293 | 14.8587 | 1.2561 | 0 | 0 | 0 | 0 | 7996.0945
2021-08-08 | 0 | 0 | 0 | 0 | 0 | 23.0624 | 49.2526 | 50.4669 | 162.0125 | 366.1325 | 665.3994 | 765.7449 | 742.5126 | 682.2613 | 664.1411 | 390.1119 | 288.7597 | 134.1872 | 65.6473 | 1.249 | 0 | 0 | 0 | 0 | 5050.9412
2021-08-09 | 0 | 0 | 0 | 0 | 0 | 72.2599 | 311.4887 | 627.0591 | 907.5845 | 1163.1867 | 1321.5028 | 1410.3737 | 1445.5288 | 1409.3513 | 1305.9307 | 1112.2235 | 842.4649 | 505.416 | 201.4303 | 9.0467 | 0 | 0 | 0 | 0 | 12644.8474
2021-08-10 | 0 | 0 | 0 | 0 | 0 | 69.5726 | 323.8834 | 650.2756 | 967.9852 | 1219.1046 | 1424.4515 | 1515.5245 | 1532.7481 | 1446.9445 | 1305.1442 | 1103.4937 | 805.8941 | 475.6718 | 181.9809 | 5.6206 | 0 | 0 | 0 | 0 | 13028.2952
2021-08-11 | 0 | 0 | 0 | 0 | 0 | 61.8785 | 256.6875 | 515.2626 | 783.9988 | 993.5455 | 1225.8682 | 1294.4482 | 1249.305 | 1200.5439 | 1032.7902 | 807.3884 | 564.2674 | 312.9829 | 113.3773 | 0.75985 | 0 | 0 | 0 | 0 | 10413.1044
2021-08-12 | 0 | 0 | 0 | 0 | 0 | 42.1736 | 173.1331 | 379.7777 | 588.5614 | 686.2723 | 889.653 | 915.6851 | 883.2826 | 817.6911 | 762.9293 | 639.0527 | 432.6677 | 257.9538 | 92.6538 | 0.67284 | 0 | 0 | 0 | 0 | 7562.1601
2021-08-13 | 0 | 0 | 0 | 0 | 0 | 31.8174 | 209.3736 | 532.6829 | 1068.2599 | 1081.6299 | 701.4983 | 964.7607 | 992.6017 | 728.4112 | 650.1734 | 941.2453 | 519.832 | 401.7516 | 149.6728 | 0.52099 | 0 | 0 | 0 | 0 | 8974.2317
2021-08-14 | 0 | 0 | 0 | 0 | 0 | 29.8858 | 266.369 | 543.3631 | 831.7689 | 1060.7098 | 1189.1401 | 1201.409 | 1223.5088 | 1145.7271 | 984.6584 | 777.133 | 553.0131 | 306.1564 | 105.2609 | 0 | 0 | 0 | 0 | 0 | 10218.1034
2021-08-15 | 0 | 0 | 0 | 0 | 0 | 10.8084 | 133.9041 | 255.6651 | 379.3766 | 494.7515 | 583.0404 | 577.4486 | 589.7569 | 531.7155 | 481.2007 | 380.1001 | 295.3346 | 169.6412 | 57.17 | 0 | 0 | 0 | 0 | 0 | 4939.9138
2021-08-16 | 0 | 0 | 0 | 0 | 0 | 10.7093 | 126.6214 | 240.0065 | 392.1646 | 459.9817 | 409.4826 | 498.7153 | 295.193 | 359.3374 | 292.637 | 254.3439 | 375.4914 | 206.9906 | 124.726 | 1.4205 | 0 | 0 | 0 | 0 | 4047.8214
2021-08-17 | 0 | 0 | 0 | 0 | 0 | 10.1344 | 53.299 | 63.5765 | 181.6427 | 467.288 | 560.5868 | 616.9058 | 524.7553 | 484.3544 | 426.4625 | 393.5252 | 314.9727 | 215.7519 | 53.2014 | 0.84498 | 0 | 0 | 0 | 0 | 4367.3015
2021-08-18 | 0 | 0 | 0 | 0 | 0 | 21.3133 | 300.1006 | 654.5068 | 990.1636 | 1262.9109 | 1462.9098 | 1574.8242 | 1595.1937 | 1521.9735 | 1359.7251 | 1117.3356 | 806.4446 | 457.992 | 137.8443 | 0.28016 | 0 | 0 | 0 | 0 | 13263.5182
2021-08-19 | 0 | 0 | 0 | 0 | 0 | 18.4309 | 249.3734 | 548.1763 | 849.7004 | 1091.6181 | 1267.0791 | 1388.8244 | 1431.1364 | 1383.5551 | 1249.6195 | 1027.3636 | 737.4242 | 419.4236 | 128.6348 | 0.89052 | 0 | 0 | 0 | 0 | 11791.2503
2021-08-20 | 0 | 0 | 0 | 0 | 0 | 8.4884 | 150.6244 | 337.6938 | 552.5491 | 761.3721 | 873.845 | 824.9266 | 866.3735 | 762.6855 | 701.6871 | 603.4572 | 391.5747 | 186.0548 | 56.4676 | 0 | 0 | 0 | 0 | 0 | 7077.7998
2021-08-21 | 0 | 0 | 0 | 0 | 0 | 26.7989 | 261.8074 | 575.4196 | 1011.3983 | 1046.2388 | 1392.7568 | 989.5345 | 900.1917 | 915.3705 | 432.3688 | 81.0849 | 56.6485 | 30.7808 | 9.0074 | 0 | 0 | 0 | 0 | 0 | 7729.4069
2021-08-22 | 0 | 0 | 0 | 0 | 0 | 7.6263 | 139.8026 | 355.8691 | 310.6235 | 590.5276 | 774.5062 | 811.7926 | 218.2135 | 395.397 | 537.0792 | 327.8393 | 118.2612 | 135.9882 | 7.5278 | 0 | 0 | 0 | 0 | 0 | 4731.0542
2021-08-23 | 0 | 0 | 0 | 0 | 0 | 5.7043 | 168.2964 | 403.0257 | 603.5358 | 890.5967 | 1232.8678 | 1256.5405 | 1406.6773 | 1371.9154 | 1020.5213 | 727.7349 | 492.1876 | 241.6817 | 70.5997 | 0 | 0 | 0 | 0 | 0 | 9891.8851
2021-08-24 | 0 | 0 | 0 | 0 | 0 | 7.9874 | 187.8008 | 595.7734 | 960.1205 | 1164.7596 | 1293.5831 | 1325.4351 | 1004.3201 | 900.6635 | 885.8779 | 633.9643 | 539.9656 | 166.2515 | 22.2201 | 0 | 0 | 0 | 0 | 0 | 9688.7229
2021-08-25 | 0 | 0 | 0 | 0 | 0 | 4.15 | 156.6645 | 344.2293 | 601.6326 | 836.0945 | 887.5295 | 792.6028 | 906.5621 | 958.1544 | 872.5866 | 790.4007 | 556.0488 | 337.4185 | 92.5201 | 0 | 0 | 0 | 0 | 0 | 8136.5944
2021-08-26 | 0 | 0 | 0 | 0 | 0 | 2.9968 | 70.5509 | 170.8917 | 357.8667 | 415.1845 | 125.7877 | 182.2562 | 519.1242 | 915.8424 | 339.7229 | 606.4064 | 616.7406 | 227.077 | 47.5939 | 0 | 0 | 0 | 0 | 0 | 4598.0419
2021-08-27 | 0 | 0 | 0 | 0 | 0 | 3.9207 | 194.8475 | 346.3371 | 579.2025 | 576.3712 | 476.2695 | 819.1068 | 708.3327 | 627.8062 | 667.0824 | 490.9057 | 352.0232 | 261.7839 | 85.67 | 0 | 0 | 0 | 0 | 0 | 6189.6593
2021-08-28 | 0 | 0 | 0 | 0 | 0 | 0.75997 | 44.6706 | 123.4913 | 231.3161 | 307.0766 | 307.1238 | 304.261 | 277.3166 | 233.8013 | 244.5523 | 207.895 | 121.7453 | 50.0446 | 17.7364 | 0 | 0 | 0 | 0 | 0 | 2471.7908
2021-08-29 | 0 | 0 | 0 | 0 | 0 | 2.5895 | 119.1735 | 241.2649 | 328.6415 | 433.462 | 428.4601 | 538.9353 | 533.9098 | 745.5563 | 583.7954 | 357.033 | 198.7956 | 88.6743 | 4.5366 | 0 | 0 | 0 | 0 | 0 | 4604.8279
2021-08-30 | 0 | 0 | 0 | 0 | 0 | 0.55763 | 109.4921 | 274.9729 | 379.8249 | 568.9233 | 676.1347 | 762.1429 | 848.9926 | 807.7816 | 706.225 | 530.6223 | 281.2018 | 162.4608 | 19.7113 | 0 | 0 | 0 | 0 | 0 | 6129.0437
2021-08-31 | 0 | 0 | 0 | 0 | 0 | 0 | 25.41 | 195.0756 | 418.3854 | 545.4866 | 524.8182 | 487.0048 | 525.4316 | 791.5017 | 636.1742 | 947.773 | 685.4072 | 324.6384 | 91.9932 | 0 | 0 | 0 | 0 | 0 | 6199.1
2021-09-01 | 0 | 0 | 0 | 0 | 0 | 0.28648 | 88.3912 | 234.6271 | 340.2183 | 468.7115 | 541.2711 | 629.1983 | 618.5967 | 602.9538 | 522.3723 | 436.0102 | 294.2021 | 156.8926 | 15.8694 | 0 | 0 | 0 | 0 | 0 | 4949.6009
2021-09-02 | 0 | 0 | 0 | 0 | 0 | 2.4425 | 152.4176 | 375.9319 | 623.4806 | 783.4562 | 996.3767 | 1026.4198 | 1088.6295 | 1096.5728 | 1070.7766 | 918.3591 | 600.3978 | 308.8933 | 43.8047 | 0 | 0 | 0 | 0 | 0 | 9087.9592
2021-09-03 | 0 | 0 | 0 | 0 | 0 | 0 | 56.0728 | 168.0211 | 264.5129 | 311.5201 | 325.8024 | 335.4759 | 393.1634 | 338.8577 | 327.4146 | 222.72 | 134.9816 | 60.8341 | 2.7186 | 0 | 0 | 0 | 0 | 0 | 2942.0952
2021-09-04 | 0 | 0 | 0 | 0 | 0 | 0 | 88.1238 | 194.1712 | 414.4845 | 508.1451 | 661.4435 | 742.3711 | 636.245 | 597.2047 | 468.9868 | 398.2597 | 280.2344 | 112.2684 | 7.4289 | 0 | 0 | 0 | 0 | 0 | 5109.367
2021-09-05 | 0 | 0 | 0 | 0 | 0 | 0.82422 | 155.6106 | 498.5501 | 707.035 | 938.4927 | 1117.3356 | 1194.5668 | 1108.6844 | 975.5353 | 773.4916 | 626.4928 | 464.5433 | 225.9917 | 22.7738 | 0 | 0 | 0 | 0 | 0 | 8809.9279
2021-09-06 | 0 | 0 | 0 | 0 | 0 | 0.27102 | 154.2815 | 503.8352 | 689.8114 | 800.2315 | 840.8133 | 1014.7801 | 983.7932 | 914.82 | 722.8431 | 544.0788 | 320.3757 | 148.2965 | 4.6899 | 0 | 0 | 0 | 0 | 0 | 7642.9212
2021-09-07 | 0 | 0 | 0 | 0 | 0 | 0 | 40.5495 | 104.3172 | 175.0679 | 225.7636 | 278.4727 | 269.8687 | 249.3341 | 229.4993 | 181.7292 | 166.283 | 97.3491 | 39.8543 | 1.7898 | 0 | 0 | 0 | 0 | 0 | 2059.8783
2021-09-08 | 0 | 0 | 0 | 0 | 0 | 0 | 33.7765 | 136.5624 | 193.7072 | 279.094 | 372.5343 | 375.2319 | 341.0205 | 268.0127 | 248.524 | 226.5501 | 131.702 | 49.0788 | 1.0816 | 0 | 0 | 0 | 0 | 0 | 2656.8759
2021-09-09 | 0 | 0 | 0 | 0 | 0 | 0 | 72.2277 | 208.2804 | 423.8357 | 548.6875 | 590.4726 | 643.0008 | 666.1544 | 561.9395 | 494.4055 | 362.3338 | 217.4664 | 85.9295 | 1.0377 | 0 | 0 | 0 | 0 | 0 | 4875.7714
2021-09-10 | 0 | 0 | 0 | 0 | 0 | 0 | 126.4956 | 462.7029 | 809.3546 | 1104.9094 | 1302.5489 | 1412.6544 | 1418.0024 | 1336.6816 | 1165.7034 | 893.8213 | 564.0079 | 219.9831 | 5.5518 | 0 | 0 | 0 | 0 | 0 | 10822.4172
2021-09-11 | 0 | 0 | 0 | 0 | 0 | 0 | 97.9861 | 318.9444 | 546.6505 | 801.018 | 958.0757 | 1062.912 | 1094.4493 | 1019.263 | 865.5871 | 653.3035 | 413.1318 | 161.0766 | 3.147 | 0 | 0 | 0 | 0 | 0 | 7995.545
2021-09-12 | 0 | 0 | 0 | 0 | 0 | 0 | 89.0754 | 284.3398 | 429.0106 | 662.3007 | 812.2645 | 890.1249 | 917.4153 | 861.8907 | 643.8423 | 409.1444 | 256.137 | 102.0285 | 0.5596 | 0 | 0 | 0 | 0 | 0 | 6358.1337
2021-09-13 | 0 | 0 | 0 | 0 | 0 | 0 | 105.3868 | 403.647 | 711.1876 | 965.3899 | 1155.7939 | 1244.2716 | 1247.1815 | 1199.6002 | 1054.4967 | 806.4446 | 513.7054 | 187.6749 | 2.7994 | 0 | 0 | 0 | 0 | 0 | 9597.5795
2021-09-14 | 0 | 0 | 0 | 0 | 0 | 0 | 79.5119 | 279.2906 | 464.0242 | 588.3176 | 744.0305 | 861.0255 | 799.1305 | 793.8611 | 610.6612 | 449.9464 | 322.5621 | 116.3029 | 0 | 0 | 0 | 0 | 0 | 0 | 6108.6648
2021-09-15 | 0 | 0 | 0 | 0 | 0 | 0 | 99.5826 | 267.934 | 561.8844 | 925.8305 | 1309.863 | 1187.0167 | 734.3491 | 508.3417 | 322.7823 | 126.5192 | 34.187 | 11.7026 | 0 | 0 | 0 | 0 | 0 | 0 | 6089.9932
2021-09-16 | 0 | 0 | 0 | 0 | 0 | 0 | 37.0702 | 30.883 | 316.6793 | 918.2804 | 1289.0216 | 569.5761 | 547.8617 | 712.9965 | 397.6148 | 61.9981 | 36.6227 | 12.1722 | 0 | 0 | 0 | 0 | 0 | 0 | 4930.7766
2021-09-17 | 0 | 0 | 0 | 0 | 0 | 0 | 10.6606 | 35.244 | 69.479 | 85.8116 | 115.5558 | 120.8802 | 112.3706 | 922.606 | 768.9616 | 582.4034 | 341.3351 | 114.5727 | 0 | 0 | 0 | 0 | 0 | 0 | 3279.8805
2021-09-18 | 0 | 0 | 0 | 0 | 0 | 0 | 84.5689 | 350.0413 | 626.0209 | 918.7523 | 1112.6954 | 1221.9359 | 1204.7122 | 1083.6747 | 903.5735 | 677.7234 | 387.3042 | 120.6442 | 0 | 0 | 0 | 0 | 0 | 0 | 8691.647
2021-09-19 | 0 | 0 | 0 | 0 | 0 | 0 | 83.987 | 373.4859 | 689.2609 | 959.4914 | 1138.3343 | 1229.25 | 1232.0027 | 1146.8281 | 979.3104 | 726.2091 | 422.2313 | 118.4421 | 0 | 0 | 0 | 0 | 0 | 0 | 9098.8331
2021-09-20 | 0 | 0 | 0 | 0 | 0 | 0 | 83.0511 | 376.915 | 710.2202 | 980.962 | 1172.5456 | 1262.0457 | 1262.1244 | 1178.2082 | 994.9611 | 724.0621 | 408.531 | 110.0348 | 0 | 0 | 0 | 0 | 0 | 0 | 9263.6611
2021-09-21 | 0 | 0 | 0 | 0 | 0 | 0 | 37.9361 | 368.948 | 706.1542 | 985.9167 | 1187.2526 | 1293.9764 | 1297.7514 | 1203.3752 | 1016.1957 | 743.0081 | 416.8046 | 104.6947 | 0 | 0 | 0 | 0 | 0 | 0 | 9362.0137
2021-09-22 | 0 | 0 | 0 | 0 | 0 | 0 | 34.5472 | 357.5285 | 699.9175 | 991.2647 | 1193.9376 | 1293.5831 | 1297.2795 | 1199.3642 | 1012.8139 | 741.5689 | 407.8625 | 91.3798 | 0 | 0 | 0 | 0 | 0 | 0 | 9321.0474
2021-09-23 | 0 | 0 | 0 | 0 | 0 | 0 | 33.259 | 272.1652 | 402.9785 | 463.7017 | 813.2869 | 671.5103 | 973.1759 | 712.3201 | 497.0087 | 161.3676 | 31.5059 | 51.3351 | 0 | 0 | 0 | 0 | 0 | 0 | 5083.6149
2021-09-24 | 0 | 0 | 0 | 0 | 0 | 0 | 35.1583 | 113.0784 | 172.0478 | 210.5848 | 414.2958 | 545.8484 | 903.5735 | 546.5483 | 338.9285 | 663.1973 | 434.8541 | 87.6755 | 0 | 0 | 0 | 0 | 0 | 0 | 4465.7906
2021-09-25 | 0 | 0 | 0 | 0 | 0 | 0 | 27.6735 | 164.4584 | 482.9073 | 852.7676 | 1272.2698 | 866.6095 | 1161.6924 | 436.0259 | 78.9614 | 55.8566 | 29.222 | 6.2733 | 0 | 0 | 0 | 0 | 0 | 0 | 5434.7177
2021-09-26 | 0 | 0 | 0 | 0 | 0 | 0 | 3.9395 | 25.4871 | 108.627 | 75.4671 | 183.4988 | 1166.3325 | 1083.9893 | 362.0114 | 304.8194 | 536.8276 | 404.6537 | 120.7622 | 0 | 0 | 0 | 0 | 0 | 0 | 4376.4156
2021-09-27 | 0 | 0 | 0 | 0 | 0 | 0 | 19.0593 | 258.2998 | 571.0468 | 812.1072 | 1034.0486 | 1100.5838 | 1107.1901 | 1049.542 | 840.7347 | 578.9508 | 294.9728 | 33.8213 | 0 | 0 | 0 | 0 | 0 | 0 | 7700.3571
2021-09-28 | 0 | 0 | 0 | 0 | 0 | 0 | 18.0046 | 303.7341 | 649.4026 | 761.207 | 842.3862 | 697.1413 | 680.6018 | 787.9626 | 758.4386 | 531.3773 | 216.6012 | 11.4533 | 0 | 0 | 0 | 0 | 0 | 0 | 6258.3108
2021-09-29 | 0 | 0 | 0 | 0 | 0 | 0 | 2.6885 | 64.6792 | 274.7213 | 482.7893 | 686.2565 | 745.69 | 708.1282 | 709.9607 | 564.5427 | 374.3589 | 312.9436 | 22.0644 | 0 | 0 | 0 | 0 | 0 | 0 | 4948.8232
2021-09-30 | 0 | 0 | 0 | 0 | 0 | 0 | 2.3568 | 141.2183 | 379.7541 | 560.2407 | 683.2522 | 547.1853 | 699.8939 | 535.9624 | 482.8601 | 302.5622 | 124.9934 | 4.5754 | 0 | 0 | 0 | 0 | 0 | 0 | 4464.855
2021-10-01 | 0 | 0 | 0 | 0 | 0 | 0 | 3.059 | 67.0614 | 145.2214 | 169.8772 | 231.5284 | 267.7531 | 269.8216 | 273.5101 | 199.0787 | 140.6284 | 75.0401 | 3.6172 | 0 | 0 | 0 | 0 | 0 | 0 | 1846.1966
2021-10-02 | 0 | 0 | 0 | 0 | 0 | 0 | 4.3783 | 104.3486 | 219.9123 | 363.954 | 423.9694 | 429.7263 | 411.9993 | 395.1453 | 331.7481 | 211.1117 | 93.6684 | 2.0659 | 0 | 0 | 0 | 0 | 0 | 0 | 2992.0274
2021-10-03 | 0 | 0 | 0 | 0 | 0 | 0 | 2.8585 | 52.8774 | 37.7733 | 110.3572 | 297.9457 | 266.0544 | 185.0953 | 722.2768 | 677.9514 | 586.6267 | 258.6773 | 14.5992 | 0 | 0 | 0 | 0 | 0 | 0 | 3213.0933
2021-10-04 | 0 | 0 | 0 | 0 | 0 | 0 | 1.1025 | 25.5767 | 38.8075 | 90.4517 | 191.2455 | 274.6583 | 215.2092 | 871.0923 | 643.5199 | 454.8618 | 181.9809 | 6.2582 | 0 | 0 | 0 | 0 | 0 | 0 | 2994.7647
2021-10-05 | 0 | 0 | 0 | 0 | 0 | 0 | 8.9437 | 208.131 | 458.0392 | 580.162 | 764.0147 | 796.2205 | 927.954 | 842.3862 | 758.2656 | 525.2507 | 218.709 | 14.6047 | 0 | 0 | 0 | 0 | 0 | 0 | 6102.6813
2021-10-06 | 0 | 0 | 0 | 0 | 0 | 0 | 2.8811 | 97.1839 | 113.9907 | 439.219 | 332.4323 | 526.6271 | 196.5384 | 370.3165 | 671.6676 | 526.9967 | 240.5885 | 13.5682 | 0 | 0 | 0 | 0 | 0 | 0 | 3532.0099
2021-10-07 | 0 | 0 | 0 | 0 | 0 | 0 | 0.82965 | 17.1387 | 82.823 | 288.508 | 174.0376 | 134.8085 | 188.8075 | 896.338 | 779.8463 | 471.3934 | 242.5626 | 7.6563 | 0 | 0 | 0 | 0 | 0 | 0 | 3284.7495
2021-10-08 | 0 | 0 | 0 | 0 | 0 | 0 | 0.85332 | 100.9904 | 244.1906 | 365.8257 | 450.9374 | 516.8119 | 574.4837 | 507.681 | 457.8897 | 284.0409 | 122.4846 | 1.7723 | 0 | 0 | 0 | 0 | 0 | 0 | 3627.9615
2021-10-09 | 0 | 0 | 0 | 0 | 0 | 0 | 0.28256 | 116.7276 | 308.1383 | 570.1502 | 668.6632 | 774.4747 | 793.4679 | 624.1649 | 526.9181 | 423.4267 | 181.4147 | 5.9946 | 0 | 0 | 0 | 0 | 0 | 0 | 4993.8234
2021-10-10 | 0 | 0 | 0 | 0 | 0 | 0 | 0.55184 | 80.204 | 220.392 | 268.0441 | 216.0664 | 211.4656 | 359.652 | 292.8808 | 302.0904 | 223.3649 | 58.201 | 0 | 0 | 0 | 0 | 0 | 0 | 0 | 2232.9131
2021-10-11 | 0 | 0 | 0 | 0 | 0 | 0 | 1.3637 | 168.4379 | 483.6544 | 758.2656 | 946.5146 | 1028.4646 | 1004.9492 | 893.1921 | 674.2629 | 405.448 | 140.9351 | 0 | 0 | 0 | 0 | 0 | 0 | 0 | 6505.4884
2021-10-12 | 0 | 0 | 0 | 0 | 0 | 0 | 0 | 86.2363 | 229.6723 | 332.3379 | 392.7072 | 452.4867 | 460.7918 | 416.6631 | 306.1171 | 170.467 | 62.0846 | 0 | 0 | 0 | 0 | 0 | 0 | 0 | 2909.564
2021-10-13 | 0 | 0 | 0 | 0 | 0 | 0 | 0 | 25.1127 | 74.4817 | 110.6797 | 135.6737 | 165.2134 | 147.3606 | 730.4639 | 557.9206 | 329.31 | 114.73 | 0 | 0 | 0 | 0 | 0 | 0 | 0 | 2390.9463
2021-10-14 | 0 | 0 | 0 | 0 | 0 | 0 | 0.21612 | 150.7109 | 441.2481 | 710.5112 | 900.7422 | 993.1522 | 985.5235 | 875.7325 | 671.581 | 404.7009 | 128.7999 | 0 | 0 | 0 | 0 | 0 | 0 | 0 | 6262.9186
2021-10-15 | 0 | 0 | 0 | 0 | 0 | 0 | 0 | 140.0071 | 414.4452 | 671.7541 | 853.1609 | 942.1891 | 935.8187 | 824.6121 | 634.2474 | 380.281 | 117.8051 | 0 | 0 | 0 | 0 | 0 | 0 | 0 | 5914.3206
2021-10-16 | 0 | 0 | 0 | 0 | 0 | 0 | 0.21384 | 107.3844 | 396.6868 | 594.9948 | 632.3835 | 847.8129 | 850.3296 | 704.1802 | 562.9619 | 325.8024 | 96.5311 | 0 | 0 | 0 | 0 | 0 | 0 | 0 | 5119.2812
2021-10-17 | 0 | 0 | 0 | 0 | 0 | 0 | 0 | 103.9632 | 366.7538 | 593.0836 | 766.7044 | 847.7342 | 879.9794 | 748.2617 | 628.805 | 368.9087 | 101.36 | 0 | 0 | 0 | 0 | 0 | 0 | 0 | 5405.5542
2021-10-18 | 0 | 0 | 0 | 0 | 0 | 0 | 0 | 97.4277 | 325.7552 | 544.0631 | 714.8053 | 783.7629 | 794.8836 | 711.7774 | 541.7351 | 308.154 | 86.4329 | 0 | 0 | 0 | 0 | 0 | 0 | 0 | 4908.7972
2021-10-19 | 0 | 0 | 0 | 0 | 0 | 0 | 0 | 79.6456 | 184.1752 | 301.8544 | 402.7032 | 423.7885 | 436.9146 | 285.6374 | 224.1435 | 138.7252 | 6.2585 | 0 | 0 | 0 | 0 | 0 | 0 | 0 | 2483.8461
2021-10-20 | 0 | 0 | 0 | 0 | 0 | 0 | 0 | 37.2715 | 162.7518 | 424.2839 | 545.3843 | 527.9405 | 322.397 | 235.5787 | 131.3088 | 113.6604 | 4.9909 | 0 | 0 | 0 | 0 | 0 | 0 | 0 | 2505.5678
2021-10-21 | 0 | 0 | 0 | 0 | 0 | 0 | 0 | 87.2351 | 355.4444 | 553.9962 | 672.1788 | 869.3621 | 759.8857 | 669.8429 | 469.9935 | 213.6363 | 61.8156 | 0 | 0 | 0 | 0 | 0 | 0 | 0 | 4713.3905
2021-10-22 | 0 | 0 | 0 | 0 | 0 | 0 | 0 | 85.2846 | 335.3029 | 453.3204 | 424.1738 | 434.3193 | 717.8726 | 756.5668 | 493.3595 | 326.1406 | 63.538 | 0 | 0 | 0 | 0 | 0 | 0 | 0 | 4089.8784
2021-10-23 | 0 | 0 | 0 | 0 | 0 | 0 | 0 | 78.7491 | 317.9298 | 526.8237 | 608.9624 | 775.4499 | 878.4065 | 679.9255 | 497.8187 | 301.0758 | 35.0883 | 0 | 0 | 0 | 0 | 0 | 0 | 0 | 4700.2297
2021-10-24 | 0 | 0 | 0 | 0 | 0 | 0 | 0 | 21.9197 | 81.9028 | 131.8829 | 171.6074 | 189.822 | 188.4929 | 184.0965 | 149.7278 | 81.5096 | 8.4797 | 0 | 0 | 0 | 0 | 0 | 0 | 0 | 1209.4412
2021-10-25 | 0 | 0 | 0 | 0 | 0 | 0 | 0 | 7.7209 | 30.7297 | 68.0767 | 85.552 | 94.2425 | 91.3798 | 85.5442 | 64.2985 | 30.8272 | 2.1139 | 0 | 0 | 0 | 0 | 0 | 0 | 0 | 560.4853
2021-10-26 | 0 | 0 | 0 | 0 | 0 | 0 | 0 | 52.6808 | 257.5998 | 418.5113 | 485.1094 | 650.079 | 516.1434 | 396.6474 | 250.2857 | 83.2005 | 3.7772 | 0 | 0 | 0 | 0 | 0 | 0 | 0 | 3114.0345
2021-10-27 | 0 | 0 | 0 | 0 | 0 | 0 | 0 | 5.0778 | 117.8759 | 323.6239 | 339.8408 | 477.1425 | 329.0977 | 436.2776 | 283.4196 | 82.8544 | 6.4724 | 0 | 0 | 0 | 0 | 0 | 0 | 0 | 2401.6826
2021-10-28 | 0 | 0 | 0 | 0 | 0 | 0 | 0 | 32.8594 | 270.9383 | 506.4856 | 697.621 | 792.8387 | 802.5123 | 707.4991 | 506.2575 | 250.2621 | 19.3573 | 0 | 0 | 0 | 0 | 0 | 0 | 0 | 4586.6314
2021-10-29 | 0 | 0 | 0 | 0 | 0 | 0 | 0 | 8.6653 | 115.6816 | 175.0993 | 173.8331 | 170.9939 | 232.0003 | 236.1214 | 176.2633 | 89.5945 | 4.9072 | 0 | 0 | 0 | 0 | 0 | 0 | 0 | 1383.16
2021-10-30 | 0 | 0 | 0 | 0 | 0 | 0 | 0 | 4.7469 | 64.9568 | 104.8284 | 151.6861 | 171.0805 | 175.5397 | 143.2395 | 105.2531 | 43.914 | 2.0785 | 0 | 0 | 0 | 0 | 0 | 0 | 0 | 967.3234
2021-10-31 | 0 | 0 | 0 | 0 | 0 | 0 | 0 | 10.3664 | 157.0105 | 290.8045 | 398.5192 | 452.1249 | 358.142 | 297.5131 | 242.1064 | 99.7321 | 1.7308 | 0 | 0 | 0 | 0 | 0 | 0 | 0 | 2308.05
2021-11-01 | 0 | 0 | 0 | 0 | 0 | 0 | 0 | 14.5678 | 212.2206 | 368.366 | 568.5694 | 649.7959 | 461.0985 | 406.9109 | 210.2938 | 84.4352 | 1.4193 | 0 | 0 | 0 | 0 | 0 | 0 | 0 | 2977.6774
2021-11-02 | 0 | 0 | 0 | 0 | 0 | 0 | 0 | 18.6267 | 190.8759 | 334.2255 | 417.1743 | 433.9575 | 442.1289 | 321.2566 | 242.0985 | 115.0682 | 1.3305 | 0 | 0 | 0 | 0 | 0 | 0 | 0 | 2516.7426
2021-11-03 | 0 | 0 | 0 | 0 | 0 | 0 | 0 | 22.1454 | 265.9915 | 543.1036 | 718.9264 | 740.4835 | 662.749 | 527.909 | 337.1668 | 144.6001 | 4.0004 | 0 | 0 | 0 | 0 | 0 | 0 | 0 | 3967.0757
2021-11-04 | 0 | 0 | 0 | 0 | 0 | 0 | 0 | 17.2834 | 210.9623 | 504.2206 | 652.753 | 600.9326 | 682.5916 | 607.3974 | 356.1836 | 142.3901 | 1.4094 | 0 | 0 | 0 | 0 | 0 | 0 | 0 | 3776.1239
2021-11-05 | 0 | 0 | 0 | 0 | 0 | 0 | 0 | 3.41 | 93.7785 | 180.754 | 141.0452 | 213.5576 | 140.2824 | 586.7526 | 359.6913 | 157.333 | 0.76447 | 0 | 0 | 0 | 0 | 0 | 0 | 0 | 1877.369
2021-11-06 | 0 | 0 | 0 | 0 | 0 | 0 | 0 | 1.9848 | 50.5392 | 135.54 | 124.8283 | 132.3469 | 149.4526 | 604.6762 | 394.1071 | 159.8261 | 0.82414 | 0 | 0 | 0 | 0 | 0 | 0 | 0 | 1754.1253
2021-11-07 | 0 | 0 | 0 | 0 | 0 | 0 | 0 | 6.3799 | 184.3875 | 413.4543 | 564.6214 | 656.8741 | 692.2101 | 617.5979 | 412.9667 | 171.4422 | 3.0131 | 0 | 0 | 0 | 0 | 0 | 0 | 0 | 3722.9471
2021-11-08 | 0 | 0 | 0 | 0 | 0 | 0 | 0 | 0.92158 | 54.3748 | 118.4815 | 157.8992 | 200.7775 | 195.1936 | 150.3885 | 108.5562 | 58.3756 | 0.27549 | 0 | 0 | 0 | 0 | 0 | 0 | 0 | 1045.244
2021-11-09 | 0 | 0 | 0 | 0 | 0 | 0 | 0 | 0.81942 | 22.1147 | 52.3237 | 71.2965 | 81.3366 | 76.0271 | 61.3697 | 42.7949 | 16.1674 | 0 | 0 | 0 | 0 | 0 | 0 | 0 | 0 | 424.25
2021-11-10 | 0 | 0 | 0 | 0 | 0 | 0 | 0 | 0.78382 | 37.2306 | 85.5678 | 120.6678 | 137.1679 | 136.8612 | 110.4516 | 67.3996 | 20.8807 | 0 | 0 | 0 | 0 | 0 | 0 | 0 | 0 | 717.0111
2021-11-11 | 0 | 0 | 0 | 0 | 0 | 0 | 0 | 3.2933 | 150.4829 | 391.3388 | 575.1364 | 667.3734 | 663.7006 | 549.4818 | 347.1471 | 126.9517 | 0 | 0 | 0 | 0 | 0 | 0 | 0 | 0 | 3474.9062
2021-11-12 | 0 | 0 | 0 | 0 | 0 | 0 | 0 | 0.34642 | 12.3586 | 37.9723 | 94.2504 | 125.0721 | 95.4537 | 502.9544 | 360.6429 | 141.7373 | 1.4089 | 0 | 0 | 0 | 0 | 0 | 0 | 0 | 1372.1968
2021-11-13 | 0 | 0 | 0 | 0 | 0 | 0 | 0 | 0.21277 | 32.2476 | 30.1847 | 274.619 | 304.1588 | 429.7342 | 362.2159 | 268.3587 | 73.3799 | 0 | 0 | 0 | 0 | 0 | 0 | 0 | 0 | 1775.1114
2021-11-14 | 0 | 0 | 0 | 0 | 0 | 0 | 0 | 1.2209 | 137.6162 | 362.9787 | 549.4268 | 661.4356 | 658.1482 | 547.5786 | 362.0271 | 126.0001 | 0 | 0 | 0 | 0 | 0 | 0 | 0 | 0 | 3406.4322
2021-11-15 | 0 | 0 | 0 | 0 | 0 | 0 | 0 | 1.4436 | 138.442 | 401.2876 | 487.4609 | 545.1405 | 342.5541 | 419.5887 | 354.4534 | 116.8299 | 0 | 0 | 0 | 0 | 0 | 0 | 0 | 0 | 2807.2009
2021-11-16 | 0 | 0 | 0 | 0 | 0 | 0 | 0 | 0 | 12.9555 | 32.1052 | 45.6089 | 53.6403 | 56.8467 | 471.4484 | 306.4159 | 104.9935 | 0 | 0 | 0 | 0 | 0 | 0 | 0 | 0 | 1084.0145
2021-11-17 | 0 | 0 | 0 | 0 | 0 | 0 | 0 | 0 | 108.509 | 283.7027 | 413.3206 | 483.8511 | 483.6544 | 418.7551 | 276.3414 | 92.3471 | 0 | 0 | 0 | 0 | 0 | 0 | 0 | 0 | 2560.4814
2021-11-18 | 0 | 0 | 0 | 0 | 0 | 0 | 0 | 0.69251 | 96.8457 | 230.624 | 249.5621 | 261.312 | 208.5085 | 68.4314 | 107.29 | 38.3726 | 0 | 0 | 0 | 0 | 0 | 0 | 0 | 0 | 1261.6388
2021-11-19 | 0 | 0 | 0 | 0 | 0 | 0 | 0 | 0 | 83.2241 | 332.448 | 432.7778 | 527.1147 | 466.9027 | 125.2294 | 65.0606 | 62.0445 | 0 | 0 | 0 | 0 | 0 | 0 | 0 | 0 | 2094.8017
2021-11-20 | 0 | 0 | 0 | 0 | 0 | 0 | 0 | 0 | 22.7281 | 78.0389 | 231.6071 | 254.4225 | 286.2745 | 316.1839 | 233.9665 | 85.552 | 0 | 0 | 0 | 0 | 0 | 0 | 0 | 0 | 1508.7734
2021-11-21 | 0 | 0 | 0 | 0 | 0 | 0 | 0 | 0 | 42.647 | 96.7277 | 174.7533 | 203.0347 | 276.947 | 210.5926 | 101.9813 | 5.7888 | 0 | 0 | 0 | 0 | 0 | 0 | 0 | 0 | 1112.4724
2021-11-22 | 0 | 0 | 0 | 0 | 0 | 0 | 0 | 0 | 76.2929 | 248.5948 | 376.3015 | 461.0907 | 479.3996 | 397.7721 | 259.8491 | 75.1769 | 0 | 0 | 0 | 0 | 0 | 0 | 0 | 0 | 2374.4777
2021-11-23 | 0 | 0 | 0 | 0 | 0 | 0 | 0 | 0 | 34.2011 | 86.6688 | 143.4676 | 144.1675 | 144.8596 | 98.922 | 69.3413 | 21.7679 | 0 | 0 | 0 | 0 | 0 | 0 | 0 | 0 | 743.3958
2021-11-24 | 0 | 0 | 0 | 0 | 0 | 0 | 0 | 0 | 71.6779 | 208.5478 | 325.1811 | 394.2959 | 288.0362 | 131.9694 | 23.1371 | 7.0344 | 0 | 0 | 0 | 0 | 0 | 0 | 0 | 0 | 1449.8798
2021-11-25 | 0 | 0 | 0 | 0 | 0 | 0 | 0 | 0 | 43.2613 | 109.6022 | 139.2442 | 129.146 | 43.7937 | 420.0056 | 248.815 | 64.341 | 0 | 0 | 0 | 0 | 0 | 0 | 0 | 0 | 1198.2089
2021-11-26 | 0 | 0 | 0 | 0 | 0 | 0 | 0 | 0 | 64.9875 | 225.4333 | 312.401 | 346.0697 | 327.6348 | 321.5004 | 257.3718 | 129.1538 | 0 | 0 | 0 | 0 | 0 | 0 | 0 | 0 | 1984.5522
2021-11-27 | 0 | 0 | 0 | 0 | 0 | 0 | 0 | 0 | 5.8672 | 75.2556 | 170.7344 | 262.4209 | 273.6045 | 451.5429 | 296.6244 | 112.7874 | 0 | 0 | 0 | 0 | 0 | 0 | 0 | 0 | 1648.8373
2021-11-28 | 0 | 0 | 0 | 0 | 0 | 0 | 0 | 0 | 49.4343 | 128.6426 | 236.2865 | 235.5551 | 265.9993 | 185.0324 | 59.7598 | 6.2927 | 0 | 0 | 0 | 0 | 0 | 0 | 0 | 0 | 1167.0028
2021-11-29 | 0 | 0 | 0 | 0 | 0 | 0 | 0 | 0 | 22.9075 | 114.0851 | 222.0436 | 322.2633 | 327.1944 | 210.1286 | 134.0299 | 4.884 | 0 | 0 | 0 | 0 | 0 | 0 | 0 | 0 | 1357.5364
2021-11-30 | 0 | 0 | 0 | 0 | 0 | 0 | 0 | 0 | 20.3947 | 49.3839 | 94.8559 | 116.8771 | 117.2546 | 90.9551 | 54.0044 | 17.3983 | 0 | 0 | 0 | 0 | 0 | 0 | 0 | 0 | 561.1239
2021-12-01 | 0 | 0 | 0 | 0 | 0 | 0 | 0 | 0 | 57.2313 | 146.2595 | 219.2359 | 268.7362 | 317.6546 | 274.5404 | 215.107 | 101.5803 | 0 | 0 | 0 | 0 | 0 | 0 | 0 | 0 | 1600.3451
2021-12-02 | 0 | 0 | 0 | 0 | 0 | 0 | 0 | 0 | 6.5654 | 16.8218 | 95.6267 | 75.6284 | 68.5093 | 382.2472 | 240.2739 | 101.6982 | 0 | 0 | 0 | 0 | 0 | 0 | 0 | 0 | 987.3709
2021-12-03 | 0 | 0 | 0 | 0 | 0 | 0 | 0 | 0 | 78.7648 | 220.2033 | 64.6147 | 209.987 | 54.1342 | 409.6792 | 236.1214 | 3.7205 | 0 | 0 | 0 | 0 | 0 | 0 | 0 | 0 | 1277.2251
2021-12-04 | 0 | 0 | 0 | 0 | 0 | 0 | 0 | 0 | 3.9759 | 15.3346 | 38.846 | 50.6714 | 84.5453 | 352.5659 | 195.3587 | 77.0975 | 0 | 0 | 0 | 0 | 0 | 0 | 0 | 0 | 818.3953
2021-12-05 | 0 | 0 | 0 | 0 | 0 | 0 | 0 | 0 | 12.427 | 99.2208 | 275.1617 | 314.9019 | 365.7943 | 300.4938 | 209.1219 | 84.9858 | 0 | 0 | 0 | 0 | 0 | 0 | 0 | 0 | 1662.1072
2021-12-06 | 0 | 0 | 0 | 0 | 0 | 0 | 0 | 0 | 3.5128 | 48.9474 | 84.7656 | 74.9858 | 42.5527 | 384.756 | 219.0865 | 25.3612 | 0 | 0 | 0 | 0 | 0 | 0 | 0 | 0 | 883.968
2021-12-07 | 0 | 0 | 0 | 0 | 0 | 0 | 0 | 0 | 18.9822 | 69.0488 | 200.6123 | 223.2076 | 117.3096 | 255.9168 | 223.8839 | 42.9852 | 0 | 0 | 0 | 0 | 0 | 0 | 0 | 0 | 1151.9465
2021-12-08 | 0 | 0 | 0 | 0 | 0 | 0 | 0 | 0 | 17.3432 | 180.9742 | 358.5981 | 483.7331 | 435.263 | 321.9801 | 203.3335 | 21.6609 | 0 | 0 | 0 | 0 | 0 | 0 | 0 | 0 | 2022.8862
2021-12-09 | 0 | 0 | 0 | 0 | 0 | 0 | 0 | 0 | 2.6017 | 42.7642 | 71.5851 | 95.7761 | 94.8874 | 80.7467 | 45.8896 | 4.646 | 0 | 0 | 0 | 0 | 0 | 0 | 0 | 0 | 438.8969
2021-12-10 | 0 | 0 | 0 | 0 | 0 | 0 | 0 | 0 | 15.5029 | 185.8425 | 352.6131 | 402.3651 | 397.7564 | 341.5003 | 203.4358 | 27.5987 | 0 | 0 | 0 | 0 | 0 | 0 | 0 | 0 | 1926.6146
2021-12-11 | 0 | 0 | 0 | 0 | 0 | 0 | 0 | 0 | 11.1002 | 158.67 | 286.0621 | 376.4824 | 390.3714 | 331.7166 | 196.4519 | 28.4025 | 0 | 0 | 0 | 0 | 0 | 0 | 0 | 0 | 1779.2572
2021-12-12 | 0 | 0 | 0 | 0 | 0 | 0 | 0 | 0 | 11.5477 | 137.8915 | 193.2667 | 266.7858 | 325.6765 | 322.4442 | 197.9069 | 30.2224 | 0 | 0 | 0 | 0 | 0 | 0 | 0 | 0 | 1485.7417
2021-12-13 | 0 | 0 | 0 | 0 | 0 | 0 | 0 | 0 | 0.34673 | 20.5701 | 43.3328 | 53.3454 | 56.573 | 43.196 | 30.1839 | 2.5743 | 0 | 0 | 0 | 0 | 0 | 0 | 0 | 0 | 250.1222
2021-12-14 | 0 | 0 | 0 | 0 | 0 | 0 | 0 | 0 | 6.4155 | 106.2519 | 161.9496 | 364.0326 | 250.5452 | 268.4924 | 215.3114 | 80.5894 | 0 | 0 | 0 | 0 | 0 | 0 | 0 | 0 | 1453.5881
2021-12-15 | 0 | 0 | 0 | 0 | 0 | 0 | 0 | 0 | 3.4325 | 91.3168 | 232.48 | 298.8186 | 258.3391 | 38.6628 | 82.8308 | 25.016 | 0 | 0 | 0 | 0 | 0 | 0 | 0 | 0 | 1030.8967
2021-12-16 | 0 | 0 | 0 | 0 | 0 | 0 | 0 | 0 | 1.8366 | 110.3022 | 132.0244 | 190.0422 | 167.7694 | 184.3403 | 124.7024 | 17.937 | 0 | 0 | 0 | 0 | 0 | 0 | 0 | 0 | 928.9546
2021-12-17 | 0 | 0 | 0 | 0 | 0 | 0 | 0 | 0 | 9.672 | 147.4314 | 313.2503 | 370.3401 | 350.5604 | 156.0039 | 100.2433 | 3.4111 | 0 | 0 | 0 | 0 | 0 | 0 | 0 | 0 | 1450.9124
2021-12-18 | 0 | 0 | 0 | 0 | 0 | 0 | 0 | 0 | 0.85576 | 34.7194 | 68.7279 | 87.0778 | 87.1879 | 65.6756 | 38.1594 | 4.697 | 0 | 0 | 0 | 0 | 0 | 0 | 0 | 0 | 387.1008
2021-12-19 | 0 | 0 | 0 | 0 | 0 | 0 | 0 | 0 | 5.5432 | 124.4586 | 310.6943 | 349.4043 | 330.5762 | 269.3497 | 149.3897 | 8.1974 | 0 | 0 | 0 | 0 | 0 | 0 | 0 | 0 | 1547.6133
2021-12-20 | 0 | 0 | 0 | 0 | 0 | 0 | 0 | 0 | 9.9197 | 150.8289 | 317.4579 | 404.1818 | 362.8372 | 258.7953 | 174.0926 | 12.3208 | 0 | 0 | 0 | 0 | 0 | 0 | 0 | 0 | 1690.4343
2021-12-21 | 0 | 0 | 0 | 0 | 0 | 0 | 0 | 0 | 10.4026 | 143.8529 | 209.9635 | 314.7132 | 439.1639 | 360.171 | 198.8507 | 57.1291 | 0 | 0 | 0 | 0 | 0 | 0 | 0 | 0 | 1734.2468
2021-12-22 | 0 | 0 | 0 | 0 | 0 | 0 | 0 | 0 | 5.9978 | 131.466 | 269.1688 | 349.6402 | 362.5698 | 291.2921 | 191.1433 | 84.8442 | 0 | 0 | 0 | 0 | 0 | 0 | 0 | 0 | 1686.1222
2021-12-23 | 0 | 0 | 0 | 0 | 0 | 0 | 0 | 0 | 5.3137 | 145.473 | 326.0069 | 412.4869 | 416.0811 | 343.1283 | 217.1282 | 83.4443 | 0 | 0 | 0 | 0 | 0 | 0 | 0 | 0 | 1949.0623
2021-12-24 | 0 | 0 | 0 | 0 | 0 | 0 | 0 | 0 | 3.7942 | 96.8143 | 266.2038 | 279.4637 | 200.2034 | 208.3433 | 213.2745 | 95.3829 | 0 | 0 | 0 | 0 | 0 | 0 | 0 | 0 | 1363.4799
2021-12-25 | 0 | 0 | 0 | 0 | 0 | 0 | 0 | 0 | 0.85599 | 51.0379 | 24.1666 | 33.9668 | 38.404 | 301.6421 | 178.4811 | 84.2622 | 0 | 0 | 0 | 0 | 0 | 0 | 0 | 0 | 712.8167
2021-12-26 | 0 | 0 | 0 | 0 | 0 | 0 | 0 | 0 | 3.1055 | 89.5394 | 164.2225 | 225.858 | 219.582 | 150.6559 | 92.1977 | 3.2181 | 0 | 0 | 0 | 0 | 0 | 0 | 0 | 0 | 948.379
2021-12-27 | 0 | 0 | 0 | 0 | 0 | 0 | 0 | 0 | 0.26643 | 40.2452 | 225.2131 | 293.6594 | 190.1838 | 145.0405 | 176.3419 | 69.9831 | 0 | 0 | 0 | 0 | 0 | 0 | 0 | 0 | 1140.9334
2021-12-28 | 0 | 0 | 0 | 0 | 0 | 0 | 0 | 0 | 0.64484 | 79.6221 | 162.9091 | 270.4979 | 283.8836 | 230.4981 | 143.9158 | 56.0327 | 0 | 0 | 0 | 0 | 0 | 0 | 0 | 0 | 1228.0042
2021-12-29 | 0 | 0 | 0 | 0 | 0 | 0 | 0 | 0 | 0.20085 | 80.9197 | 203.4751 | 222.6256 | 228.5477 | 160.3609 | 86.9362 | 28.8555 | 0 | 0 | 0 | 0 | 0 | 0 | 0 | 0 | 1011.9216
2021-12-30 | 0 | 0 | 0 | 0 | 0 | 0 | 0 | 0 | 0.7904 | 43.3863 | 84.8363 | 118.8039 | 125.6855 | 102.1701 | 70.9276 | 25.2448 | 0 | 0 | 0 | 0 | 0 | 0 | 0 | 0 | 571.8451
2021-12-31 | 0 | 0 | 0 | 0 | 0 | 0 | 0 | 0 | 1.6282 | 84.7656 | 111.0493 | 134.6906 | 177.5846 | 131.6233 | 75.722 | 18.5937 | 0 | 0 | 0 | 0 | 0 | 0 | 0 | 0 | 735.6572

## Wind scaled
DATE AND TIME | 0:00 | 1:00 | 2:00 | 3:00 | 4:00 | 5:00 | 6:00 | 7:00 | 8:00 | 9:00 | 10:00 | 11:00 | 12:00 | 13:00 | 14:00 | 15:00 | 16:00 | 17:00 | 18:00 | 19:00 | 20:00 | 21:00 | 22:00 | 23:00 | Total
2021-01-01 | 993.76 | 994.88 | 994.88 | 975.52 | 966.4 | 939.28 | 926.4 | 892.32 | 876.48 | 876.48 | 804.16 | 728.96 | 728.96 | 720.96 | 728.96 | 804.16 | 791.68 | 728.96 | 708.48 | 633.28 | 602.72 | 560 | 620.8 | 633.28 | 19231.76
2021-01-02 | 708.48 | 728.96 | 728.96 | 728.96 | 720.96 | 708.48 | 708.48 | 690.4 | 620.8 | 581.92 | 536.32 | 560 | 620.8 | 669.6 | 690.4 | 720.96 | 728.96 | 728.96 | 728.96 | 791.68 | 791.68 | 812.16 | 876.48 | 884.48 | 17067.84 | Total kWhs | 4388630.64
2021-01-03 | 889.36 | 892.32 | 892.32 | 926.4 | 884.48 | 876.48 | 804.16 | 804.16 | 728.96 | 620.8 | 475.52 | 330.08 | 240.56 | 201.68 | 178.64 | 201.68 | 226.88 | 226.88 | 240.56 | 240.56 | 226.88 | 190.16 | 146 | 107.6 | 11553.12 | Total GWhs | 4.3886
2021-01-04 | 61.84 | 30.48 | 15.12 | 0 | 0 | 0 | 0 | 15.12 | 25.36 | 25.36 | 20.24 | 20.24 | 30.48 | 48.72 | 76.24 | 117.2 | 146 | 178.64 | 190.16 | 190.16 | 201.68 | 190.16 | 190.16 | 201.68 | 1975.04
2021-01-05 | 226.88 | 254.24 | 254.24 | 240.56 | 226.88 | 201.68 | 190.16 | 190.16 | 201.68 | 201.68 | 190.16 | 201.68 | 201.68 | 201.68 | 178.64 | 136.4 | 107.6 | 84.08 | 61.84 | 42.16 | 25.36 | 10 | 0 | 0 | 3629.44
2021-01-06 | 15.12 | 25.36 | 35.6 | 48.72 | 48.72 | 55.28 | 68.4 | 99.76 | 136.4 | 190.16 | 226.88 | 240.56 | 281.6 | 362.4 | 454.4 | 560 | 620.8 | 669.6 | 728.96 | 812.16 | 876.48 | 876.48 | 791.68 | 690.4 | 8915.92 | Max daily | 24288 | kWh
2021-01-07 | 804.16 | 876.48 | 889.36 | 817.04 | 708.48 | 536.32 | 423.84 | 380.8 | 362.4 | 380.8 | 401.92 | 475.52 | 602.72 | 728.96 | 876.48 | 892.32 | 889.36 | 812.16 | 728.96 | 728.96 | 817.04 | 926.4 | 939.28 | 884.48 | 16884.24 | Min daily | 0
2021-01-08 | 817.04 | 884.48 | 934.4 | 892.32 | 889.36 | 876.48 | 804.16 | 804.16 | 804.16 | 791.68 | 720.96 | 602.72 | 497.44 | 454.4 | 454.4 | 401.92 | 254.24 | 155.6 | 136.4 | 146 | 201.68 | 297.76 | 362.4 | 444.64 | 13628.8
2021-01-09 | 536.32 | 690.4 | 812.16 | 971.28 | 975.36 | 1006.88 | 1012 | 1012 | 1012 | 1012 | 1012 | 1012 | 1012 | 1012 | 1012 | 1011.36 | 995.04 | 975.36 | 975.52 | 974.24 | 884.48 | 728.96 | 620.8 | 560 | 21826.16
2021-01-10 | 560 | 620.8 | 708.48 | 728.96 | 791.68 | 728.96 | 728.96 | 690.4 | 633.28 | 620.8 | 536.32 | 444.64 | 313.92 | 213.2 | 190.16 | 240.56 | 401.92 | 620.8 | 804.16 | 884.48 | 934.4 | 966.4 | 971.28 | 975.52 | 15310.08
2021-01-11 | 1005.6 | 1012 | 1011.36 | 990.8 | 812.16 | 518.24 | 297.76 | 240.56 | 313.92 | 444.64 | 454.4 | 444.64 | 380.8 | 444.64 | 560 | 720.96 | 812.16 | 884.48 | 892.32 | 939.28 | 975.36 | 975.52 | 990.8 | 993.76 | 17116.16
2021-01-12 | 995.04 | 1006.88 | 1006.88 | 1005.6 | 993.76 | 971.28 | 892.32 | 804.16 | 708.48 | 669.6 | 669.6 | 669.6 | 690.4 | 728.96 | 791.68 | 804.16 | 804.16 | 720.96 | 620.8 | 497.44 | 401.92 | 330.08 | 267.92 | 240.56 | 17292.24
2021-01-13 | 201.68 | 167.12 | 136.4 | 117.2 | 91.92 | 76.24 | 61.84 | 61.84 | 61.84 | 42.16 | 0 | 0 | 15.12 | 35.6 | 76.24 | 126.8 | 201.68 | 281.6 | 362.4 | 444.64 | 536.32 | 620.8 | 708.48 | 690.4 | 5118.32
2021-01-14 | 633.28 | 633.28 | 690.4 | 720.96 | 728.96 | 728.96 | 791.68 | 804.16 | 876.48 | 884.48 | 889.36 | 892.32 | 939.28 | 934.4 | 942.24 | 942.24 | 889.36 | 804.16 | 728.96 | 690.4 | 602.72 | 536.32 | 475.52 | 454.4 | 18214.32
2021-01-15 | 497.44 | 560 | 602.72 | 669.6 | 669.6 | 536.32 | 423.84 | 346.24 | 380.8 | 346.24 | 267.92 | 167.12 | 146 | 126.8 | 126.8 | 178.64 | 313.92 | 518.24 | 728.96 | 889.36 | 975.36 | 1005.6 | 1011.36 | 1012 | 12500.88
2021-01-16 | 1012 | 1012 | 1012 | 1012 | 1012 | 1012 | 1012 | 1012 | 971.28 | 876.48 | 817.04 | 884.48 | 995.04 | 1012 | 1012 | 1012 | 1012 | 1012 | 1012 | 1012 | 1012 | 1012 | 1012 | 1012 | 23772.32
2021-01-17 | 1012 | 1012 | 1012 | 1012 | 1012 | 1012 | 1012 | 1011.36 | 995.04 | 934.4 | 884.48 | 876.48 | 804.16 | 804.16 | 728.96 | 812.16 | 926.4 | 975.52 | 995.04 | 990.8 | 975.52 | 994.88 | 1005.6 | 1006.72 | 22805.68
2021-01-18 | 1006.88 | 1011.36 | 1011.36 | 1011.2 | 995.04 | 1006.88 | 995.04 | 975.36 | 971.28 | 971.28 | 971.28 | 975.36 | 974.24 | 975.36 | 975.52 | 975.36 | 971.28 | 942.24 | 934.4 | 926.4 | 884.48 | 812.16 | 728.96 | 708.48 | 22711.2
2021-01-19 | 669.6 | 581.92 | 536.32 | 536.32 | 560 | 536.32 | 536.32 | 560 | 536.32 | 518.24 | 423.84 | 313.92 | 240.56 | 201.68 | 155.6 | 99.76 | 55.28 | 20.24 | 0 | 0 | 0 | 0 | 0 | 0 | 7082.24
2021-01-20 | 0 | 0 | 30.48 | 48.72 | 61.84 | 76.24 | 126.8 | 178.64 | 226.88 | 226.88 | 201.68 | 167.12 | 136.4 | 136.4 | 167.12 | 178.64 | 178.64 | 146 | 146 | 281.6 | 536.32 | 804.16 | 934.4 | 990.8 | 5981.76
2021-01-21 | 994.88 | 1005.6 | 1006.88 | 1011.36 | 1012 | 1012 | 1012 | 1012 | 1012 | 1012 | 1012 | 1012 | 1012 | 1012 | 1012 | 1012 | 1012 | 1012 | 1012 | 1012 | 1012 | 1012 | 1012 | 1012 | 24258.72
2021-01-22 | 1012 | 1012 | 1012 | 1012 | 1012 | 1012 | 1012 | 1012 | 1012 | 1012 | 1011.2 | 1006.72 | 995.04 | 994.88 | 975.36 | 934.4 | 889.36 | 884.48 | 884.48 | 804.16 | 728.96 | 669.6 | 560 | 536.32 | 21994.96
2021-01-23 | 518.24 | 475.52 | 423.84 | 423.84 | 454.4 | 497.44 | 536.32 | 560 | 602.72 | 620.8 | 602.72 | 560 | 518.24 | 475.52 | 497.44 | 536.32 | 581.92 | 602.72 | 602.72 | 581.92 | 560 | 518.24 | 475.52 | 444.64 | 12671.04
2021-01-24 | 401.92 | 362.4 | 330.08 | 313.92 | 297.76 | 281.6 | 297.76 | 330.08 | 330.08 | 346.24 | 346.24 | 362.4 | 423.84 | 518.24 | 669.6 | 804.16 | 934.4 | 975.36 | 993.76 | 1005.6 | 1011.2 | 1006.72 | 1006.88 | 995.04 | 14345.28
2021-01-25 | 1006.88 | 1006.88 | 1011.2 | 1006.72 | 993.76 | 926.4 | 728.96 | 581.92 | 362.4 | 201.68 | 117.2 | 76.24 | 68.4 | 84.08 | 126.8 | 178.64 | 201.68 | 213.2 | 201.68 | 226.88 | 281.6 | 297.76 | 240.56 | 146 | 10287.52
2021-01-26 | 68.4 | 20.24 | 0 | 0 | 0 | 0 | 0 | 15.12 | 48.72 | 91.92 | 136.4 | 178.64 | 201.68 | 226.88 | 254.24 | 281.6 | 297.76 | 330.08 | 380.8 | 423.84 | 346.24 | 240.56 | 178.64 | 136.4 | 3858.16
2021-01-27 | 117.2 | 99.76 | 99.76 | 136.4 | 240.56 | 362.4 | 444.64 | 497.44 | 560 | 536.32 | 444.64 | 380.8 | 346.24 | 330.08 | 313.92 | 267.92 | 240.56 | 226.88 | 201.68 | 167.12 | 146 | 155.6 | 201.68 | 254.24 | 6771.84
2021-01-28 | 330.08 | 444.64 | 518.24 | 518.24 | 454.4 | 444.64 | 444.64 | 423.84 | 423.84 | 423.84 | 444.64 | 475.52 | 475.52 | 497.44 | 560 | 633.28 | 728.96 | 812.16 | 876.48 | 926.4 | 966.4 | 975.36 | 975.36 | 974.24 | 14748.16
2021-01-29 | 971.28 | 966.4 | 966.4 | 966.4 | 993.76 | 995.04 | 993.76 | 993.76 | 990.8 | 975.36 | 975.52 | 942.24 | 889.36 | 804.16 | 728.96 | 728.96 | 728.96 | 720.96 | 690.4 | 669.6 | 690.4 | 633.28 | 620.8 | 669.6 | 20306.16
2021-01-30 | 581.92 | 518.24 | 560 | 633.28 | 728.96 | 812.16 | 817.04 | 812.16 | 728.96 | 669.6 | 536.32 | 401.92 | 297.76 | 240.56 | 201.68 | 201.68 | 213.2 | 201.68 | 155.6 | 99.76 | 61.84 | 35.6 | 10 | 0 | 9519.92
2021-01-31 | 0 | 0 | 0 | 0 | 0 | 0 | 0 | 0 | 0 | 0 | 0 | 0 | 0 | 0 | 0 | 0 | 0 | 35.6 | 61.84 | 84.08 | 84.08 | 91.92 | 91.92 | 91.92 | 541.36
2021-02-01 | 107.6 | 136.4 | 190.16 | 267.92 | 346.24 | 401.92 | 444.64 | 454.4 | 423.84 | 346.24 | 267.92 | 201.68 | 146 | 126.8 | 107.6 | 91.92 | 84.08 | 99.76 | 117.2 | 136.4 | 190.16 | 240.56 | 297.76 | 346.24 | 5573.44
2021-02-02 | 380.8 | 475.52 | 581.92 | 708.48 | 804.16 | 876.48 | 926.4 | 966.4 | 975.52 | 993.76 | 994.88 | 995.04 | 1006.72 | 1006.72 | 1006.88 | 1011.2 | 1011.36 | 1012 | 1012 | 1012 | 1012 | 1012 | 1012 | 1012 | 21806.24
2021-02-03 | 1012 | 1012 | 1012 | 1012 | 1012 | 1012 | 1012 | 1012 | 1012 | 1012 | 1012 | 1012 | 1012 | 1012 | 1012 | 1012 | 1012 | 1012 | 1012 | 1012 | 1012 | 1011.36 | 1006.88 | 995.04 | 24265.28
2021-02-04 | 975.36 | 975.36 | 971.28 | 966.4 | 966.4 | 993.76 | 994.88 | 993.76 | 975.52 | 993.76 | 994.88 | 995.04 | 995.04 | 1006.88 | 1011.2 | 1011.36 | 1012 | 1012 | 1012 | 1012 | 1012 | 1012 | 1012 | 1012 | 23916.88
2021-02-05 | 1012 | 1012 | 1012 | 1012 | 1012 | 1012 | 1012 | 1012 | 1012 | 1012 | 1012 | 1012 | 1012 | 1012 | 1012 | 1012 | 1012 | 1012 | 1012 | 1012 | 1012 | 1012 | 1012 | 1012 | 24288
2021-02-06 | 1012 | 1012 | 1011.36 | 1011.36 | 1006.88 | 1006.88 | 1011.2 | 1011.36 | 1011.36 | 1011.36 | 1012 | 1012 | 1012 | 1012 | 1012 | 1012 | 1012 | 1012 | 1012 | 1012 | 1012 | 1012 | 1011.36 | 1006.88 | 24268
2021-02-07 | 1005.6 | 995.04 | 994.88 | 993.76 | 975.52 | 990.8 | 994.88 | 995.04 | 995.04 | 995.04 | 1005.6 | 1006.88 | 1006.72 | 994.88 | 975.36 | 974.24 | 974.24 | 974.24 | 971.28 | 971.28 | 974.24 | 974.24 | 966.4 | 926.4 | 23631.6
2021-02-08 | 884.48 | 817.04 | 804.16 | 791.68 | 791.68 | 804.16 | 876.48 | 892.32 | 942.24 | 974.24 | 990.8 | 990.8 | 990.8 | 975.36 | 971.28 | 971.28 | 942.24 | 926.4 | 889.36 | 817.04 | 728.96 | 620.8 | 475.52 | 330.08 | 20199.2
2021-02-09 | 226.88 | 167.12 | 126.8 | 107.6 | 107.6 | 136.4 | 167.12 | 201.68 | 254.24 | 297.76 | 362.4 | 423.84 | 454.4 | 497.44 | 497.44 | 475.52 | 497.44 | 536.32 | 560 | 581.92 | 602.72 | 602.72 | 581.92 | 536.32 | 9003.6
2021-02-10 | 497.44 | 454.4 | 423.84 | 423.84 | 423.84 | 444.64 | 454.4 | 454.4 | 401.92 | 330.08 | 267.92 | 213.2 | 146 | 99.76 | 61.84 | 30.48 | 0 | 0 | 0 | 0 | 0 | 0 | 0 | 0 | 5128
2021-02-11 | 0 | 0 | 0 | 0 | 0 | 0 | 0 | 0 | 0 | 0 | 0 | 10 | 42.16 | 76.24 | 136.4 | 213.2 | 297.76 | 380.8 | 423.84 | 454.4 | 497.44 | 560 | 602.72 | 669.6 | 4364.56
2021-02-12 | 728.96 | 876.48 | 942.24 | 995.04 | 1006.72 | 1006.88 | 1011.36 | 1011.36 | 1011.36 | 1011.36 | 1011.36 | 1012 | 1012 | 1012 | 1012 | 1012 | 1012 | 1012 | 1012 | 1012 | 1012 | 1012 | 1012 | 1012 | 23769.12
2021-02-13 | 1012 | 1012 | 1012 | 1012 | 1012 | 1012 | 1012 | 1012 | 1012 | 1012 | 1012 | 1012 | 1012 | 1012 | 1012 | 1012 | 1012 | 1012 | 1012 | 1012 | 1012 | 1012 | 1012 | 1012 | 24288
2021-02-14 | 1012 | 1012 | 1012 | 1012 | 1012 | 1012 | 1012 | 1012 | 1012 | 1012 | 1012 | 1012 | 1012 | 1012 | 1012 | 1012 | 1012 | 1012 | 1012 | 1012 | 1006.72 | 971.28 | 942.24 | 934.4 | 24094.64
2021-02-15 | 1006.72 | 966.4 | 812.16 | 791.68 | 791.68 | 817.04 | 939.28 | 966.4 | 876.48 | 720.96 | 669.6 | 602.72 | 518.24 | 454.4 | 497.44 | 669.6 | 728.96 | 791.68 | 708.48 | 690.4 | 620.8 | 536.32 | 560 | 690.4 | 17427.84
2021-02-16 | 720.96 | 720.96 | 804.16 | 934.4 | 1006.72 | 1011.36 | 1011.2 | 1005.6 | 1006.88 | 1012 | 1012 | 1012 | 1012 | 1012 | 1012 | 1012 | 1012 | 1012 | 1012 | 1012 | 1012 | 1011.36 | 1005.6 | 939.28 | 23322.48
2021-02-17 | 720.96 | 669.6 | 708.48 | 728.96 | 926.4 | 975.36 | 995.04 | 1011.36 | 1012 | 1012 | 1012 | 1012 | 1012 | 1012 | 1012 | 1012 | 1012 | 1012 | 1012 | 1012 | 1012 | 1012 | 990.8 | 934.4 | 22829.36
2021-02-18 | 876.48 | 804.16 | 708.48 | 497.44 | 346.24 | 362.4 | 581.92 | 817.04 | 971.28 | 975.52 | 971.28 | 975.52 | 971.28 | 926.4 | 884.48 | 889.36 | 889.36 | 876.48 | 939.28 | 971.28 | 1006.72 | 1012 | 1012 | 1012 | 20278.4
2021-02-19 | 1011.36 | 975.36 | 817.04 | 669.6 | 804.16 | 889.36 | 993.76 | 1012 | 1012 | 1012 | 1012 | 1012 | 1012 | 1012 | 1012 | 1012 | 1012 | 1011.36 | 994.88 | 966.4 | 995.04 | 994.88 | 1005.6 | 994.88 | 23243.68
2021-02-20 | 975.52 | 975.36 | 966.4 | 889.36 | 804.16 | 708.48 | 536.32 | 536.32 | 380.8 | 281.6 | 240.56 | 362.4 | 620.8 | 804.16 | 934.4 | 1006.88 | 1012 | 1012 | 1012 | 1012 | 1012 | 1012 | 1012 | 1012 | 19119.52
2021-02-21 | 1012 | 1012 | 1012 | 1012 | 1012 | 1012 | 1012 | 1012 | 1012 | 1012 | 1012 | 1012 | 1012 | 1012 | 1012 | 1011.36 | 1006.88 | 994.88 | 966.4 | 926.4 | 817.04 | 812.16 | 804.16 | 728.96 | 23248.24
2021-02-22 | 690.4 | 602.72 | 536.32 | 475.52 | 444.64 | 444.64 | 454.4 | 454.4 | 401.92 | 330.08 | 297.76 | 444.64 | 620.8 | 728.96 | 804.16 | 804.16 | 817.04 | 889.36 | 728.96 | 669.6 | 720.96 | 812.16 | 804.16 | 812.16 | 14789.92
2021-02-23 | 817.04 | 966.4 | 995.04 | 1011.36 | 1012 | 1012 | 1012 | 1012 | 1012 | 1012 | 1012 | 1012 | 1012 | 1012 | 1012 | 1012 | 1012 | 1011.2 | 975.36 | 966.4 | 1006.72 | 1012 | 1012 | 1012 | 23941.52
2021-02-24 | 1012 | 1012 | 1012 | 1012 | 1012 | 1012 | 1012 | 1012 | 1012 | 1012 | 1012 | 1012 | 1012 | 1012 | 1012 | 1012 | 1012 | 1012 | 1012 | 1012 | 1012 | 1012 | 1012 | 1012 | 24288
2021-02-25 | 1012 | 1012 | 1012 | 1012 | 1012 | 1012 | 1012 | 1012 | 1012 | 1012 | 1012 | 1012 | 1012 | 1012 | 1012 | 1012 | 1012 | 1012 | 1011.36 | 975.36 | 876.48 | 804.16 | 728.96 | 720.96 | 23333.28
2021-02-26 | 720.96 | 708.48 | 720.96 | 804.16 | 804.16 | 708.48 | 690.4 | 720.96 | 690.4 | 602.72 | 690.4 | 876.48 | 884.48 | 876.48 | 804.16 | 720.96 | 708.48 | 728.96 | 804.16 | 804.16 | 690.4 | 720.96 | 804.16 | 804.16 | 18090.08
2021-02-27 | 791.68 | 804.16 | 942.24 | 971.28 | 942.24 | 892.32 | 876.48 | 804.16 | 708.48 | 602.72 | 620.8 | 708.48 | 690.4 | 620.8 | 560 | 475.52 | 454.4 | 497.44 | 518.24 | 475.52 | 401.92 | 380.8 | 362.4 | 380.8 | 15483.28
2021-02-28 | 362.4 | 346.24 | 313.92 | 240.56 | 190.16 | 167.12 | 155.6 | 146 | 117.2 | 91.92 | 99.76 | 178.64 | 267.92 | 297.76 | 240.56 | 190.16 | 190.16 | 213.2 | 254.24 | 313.92 | 362.4 | 401.92 | 423.84 | 401.92 | 5967.52
2021-03-01 | 362.4 | 313.92 | 313.92 | 281.6 | 254.24 | 201.68 | 178.64 | 167.12 | 146 | 99.76 | 55.28 | 10 | 0 | 0 | 0 | 0 | 0 | 25.36 | 68.4 | 84.08 | 68.4 | 48.72 | 25.36 | 10 | 2714.88
2021-03-02 | 0 | 0 | 0 | 10 | 15.12 | 15.12 | 15.12 | 10 | 0 | 0 | 0 | 0 | 0 | 0 | 0 | 0 | 0 | 0 | 0 | 0 | 0 | 0 | 0 | 0 | 65.36
2021-03-03 | 0 | 0 | 0 | 0 | 0 | 0 | 0 | 0 | 0 | 0 | 25.36 | 35.6 | 55.28 | 76.24 | 91.92 | 84.08 | 55.28 | 30.48 | 25.36 | 25.36 | 55.28 | 107.6 | 190.16 | 297.76 | 1155.76
2021-03-04 | 423.84 | 669.6 | 884.48 | 926.4 | 876.48 | 791.68 | 669.6 | 581.92 | 444.64 | 401.92 | 362.4 | 313.92 | 254.24 | 178.64 | 126.8 | 99.76 | 91.92 | 126.8 | 136.4 | 117.2 | 91.92 | 48.72 | 20.24 | 0 | 8639.52
2021-03-05 | 0 | 0 | 0 | 0 | 20.24 | 25.36 | 25.36 | 15.12 | 10 | 0 | 20.24 | 42.16 | 76.24 | 91.92 | 99.76 | 84.08 | 84.08 | 91.92 | 117.2 | 155.6 | 201.68 | 226.88 | 240.56 | 254.24 | 1882.64
2021-03-06 | 267.92 | 297.76 | 297.76 | 297.76 | 297.76 | 313.92 | 346.24 | 346.24 | 281.6 | 281.6 | 330.08 | 380.8 | 401.92 | 423.84 | 444.64 | 475.52 | 602.72 | 791.68 | 817.04 | 876.48 | 884.48 | 804.16 | 804.16 | 817.04 | 11883.12
2021-03-07 | 884.48 | 884.48 | 876.48 | 812.16 | 708.48 | 602.72 | 536.32 | 454.4 | 362.4 | 281.6 | 240.56 | 267.92 | 267.92 | 178.64 | 99.76 | 68.4 | 99.76 | 213.2 | 346.24 | 423.84 | 423.84 | 444.64 | 454.4 | 497.44 | 10430.08
2021-03-08 | 423.84 | 380.8 | 401.92 | 423.84 | 454.4 | 454.4 | 401.92 | 313.92 | 213.2 | 146 | 107.6 | 61.84 | 25.36 | 0 | 0 | 0 | 0 | 0 | 0 | 0 | 61.84 | 107.6 | 146 | 167.12 | 4291.6
2021-03-09 | 190.16 | 201.68 | 213.2 | 254.24 | 313.92 | 423.84 | 536.32 | 620.8 | 581.92 | 454.4 | 536.32 | 690.4 | 791.68 | 876.48 | 939.28 | 994.88 | 1012 | 1012 | 1012 | 1012 | 1012 | 1012 | 1012 | 1012 | 16715.52
2021-03-10 | 1012 | 1012 | 1012 | 1012 | 1012 | 1012 | 1011.36 | 1005.6 | 971.28 | 966.4 | 971.28 | 990.8 | 975.36 | 889.36 | 728.96 | 633.28 | 791.68 | 975.36 | 1011.36 | 1012 | 1012 | 1012 | 1012 | 1012 | 23054.08
2021-03-11 | 1012 | 1012 | 1012 | 1012 | 1012 | 1012 | 1012 | 1012 | 1012 | 1012 | 1012 | 1012 | 1012 | 1012 | 1012 | 1012 | 1012 | 1012 | 1012 | 1012 | 1012 | 1012 | 1012 | 1012 | 24288
2021-03-12 | 1012 | 1012 | 1012 | 1012 | 1012 | 1012 | 1012 | 1012 | 1012 | 1012 | 1012 | 1012 | 1012 | 1012 | 1012 | 1011.36 | 995.04 | 975.36 | 926.4 | 804.16 | 720.96 | 690.4 | 602.72 | 454.4 | 22360.8
2021-03-13 | 313.92 | 226.88 | 226.88 | 281.6 | 330.08 | 444.64 | 560 | 620.8 | 602.72 | 728.96 | 966.4 | 993.76 | 993.76 | 971.28 | 892.32 | 876.48 | 926.4 | 975.52 | 1005.6 | 1011.36 | 1012 | 1012 | 1012 | 1012 | 17997.36
2021-03-14 | 1012 | 1012 | 1012 | 1012 | 1012 | 1012 | 1012 | 1012 | 1012 | 1012 | 1012 | 1012 | 1012 | 1012 | 1012 | 1012 | 1011.36 | 1006.88 | 995.04 | 975.36 | 966.4 | 942.24 | 939.28 | 934.4 | 23962.96
2021-03-15 | 934.4 | 975.36 | 966.4 | 939.28 | 889.36 | 804.16 | 728.96 | 581.92 | 362.4 | 213.2 | 201.68 | 201.68 | 201.68 | 190.16 | 155.6 | 91.92 | 20.24 | 0 | 0 | 0 | 20.24 | 117.2 | 226.88 | 240.56 | 9063.28
2021-03-16 | 167.12 | 167.12 | 313.92 | 380.8 | 720.96 | 1011.36 | 1012 | 1012 | 1012 | 1012 | 1012 | 1012 | 1012 | 1012 | 1012 | 1012 | 1006.88 | 1006.88 | 1006.88 | 1006.72 | 995.04 | 995.04 | 995.04 | 995.04 | 20888.8
2021-03-17 | 995.04 | 995.04 | 993.76 | 993.76 | 990.8 | 966.4 | 926.4 | 876.48 | 728.96 | 791.68 | 791.68 | 690.4 | 633.28 | 560 | 401.92 | 281.6 | 178.64 | 155.6 | 201.68 | 254.24 | 313.92 | 362.4 | 380.8 | 380.8 | 14845.28
2021-03-18 | 401.92 | 518.24 | 669.6 | 804.16 | 884.48 | 884.48 | 942.24 | 975.52 | 966.4 | 942.24 | 994.88 | 995.04 | 990.8 | 971.28 | 934.4 | 889.36 | 804.16 | 690.4 | 669.6 | 690.4 | 690.4 | 602.72 | 560 | 581.92 | 19054.64
2021-03-19 | 401.92 | 313.92 | 346.24 | 444.64 | 423.84 | 401.92 | 423.84 | 475.52 | 401.92 | 362.4 | 362.4 | 346.24 | 297.76 | 254.24 | 254.24 | 201.68 | 167.12 | 190.16 | 267.92 | 346.24 | 401.92 | 423.84 | 454.4 | 444.64 | 8408.96
2021-03-20 | 423.84 | 423.84 | 401.92 | 423.84 | 497.44 | 536.32 | 620.8 | 791.68 | 889.36 | 1006.88 | 1012 | 1012 | 1012 | 1012 | 1012 | 1012 | 1012 | 1006.88 | 990.8 | 926.4 | 804.16 | 720.96 | 633.28 | 602.72 | 18785.12
2021-03-21 | 620.8 | 620.8 | 620.8 | 669.6 | 720.96 | 791.68 | 804.16 | 728.96 | 708.48 | 720.96 | 708.48 | 708.48 | 708.48 | 728.96 | 728.96 | 728.96 | 620.8 | 454.4 | 454.4 | 536.32 | 602.72 | 669.6 | 602.72 | 560 | 15820.48
2021-03-22 | 536.32 | 518.24 | 518.24 | 581.92 | 581.92 | 536.32 | 633.28 | 708.48 | 817.04 | 728.96 | 812.16 | 966.4 | 993.76 | 994.88 | 974.24 | 926.4 | 876.48 | 876.48 | 876.48 | 817.04 | 804.16 | 812.16 | 804.16 | 804.16 | 18499.68
2021-03-23 | 812.16 | 817.04 | 884.48 | 892.32 | 926.4 | 934.4 | 926.4 | 926.4 | 939.28 | 975.36 | 1006.88 | 1012 | 1012 | 1012 | 1012 | 1012 | 1012 | 1012 | 1012 | 1012 | 1012 | 1012 | 1012 | 1012 | 23197.12
2021-03-24 | 1012 | 1011.2 | 975.36 | 926.4 | 804.16 | 708.48 | 620.8 | 475.52 | 518.24 | 791.68 | 884.48 | 934.4 | 975.52 | 1006.88 | 1011.36 | 1011.36 | 1012 | 1012 | 1012 | 1012 | 1012 | 1011.36 | 1006.88 | 942.24 | 21688.32
2021-03-25 | 812.16 | 889.36 | 876.48 | 728.96 | 602.72 | 602.72 | 728.96 | 812.16 | 889.36 | 939.28 | 975.36 | 994.88 | 993.76 | 995.04 | 1006.72 | 1006.88 | 994.88 | 990.8 | 990.8 | 993.76 | 990.8 | 975.52 | 994.88 | 995.04 | 21781.28
2021-03-26 | 990.8 | 994.88 | 994.88 | 812.16 | 620.8 | 497.44 | 518.24 | 602.72 | 633.28 | 728.96 | 934.4 | 995.04 | 1011.2 | 1011.36 | 1012 | 1011.36 | 975.36 | 892.32 | 876.48 | 812.16 | 690.4 | 581.92 | 518.24 | 518.24 | 19234.64
2021-03-27 | 518.24 | 581.92 | 669.6 | 728.96 | 804.16 | 817.04 | 876.48 | 892.32 | 926.4 | 884.48 | 804.16 | 804.16 | 876.48 | 884.48 | 876.48 | 804.16 | 876.48 | 993.76 | 1011.36 | 1012 | 1012 | 1012 | 1012 | 1012 | 20691.12
2021-03-28 | 1012 | 1012 | 1012 | 1012 | 1012 | 1012 | 1012 | 1012 | 1012 | 1012 | 1012 | 1011.36 | 974.24 | 974.24 | 926.4 | 804.16 | 966.4 | 1011.2 | 1012 | 1012 | 1012 | 1012 | 1012 | 1012 | 23872
2021-03-29 | 1012 | 1012 | 1012 | 1012 | 1012 | 1012 | 1012 | 1012 | 1012 | 1012 | 1012 | 1006.88 | 975.36 | 817.04 | 454.4 | 146 | 107.6 | 362.4 | 876.48 | 1011.2 | 1012 | 1012 | 1012 | 1012 | 20937.36
2021-03-30 | 1012 | 1012 | 1012 | 1012 | 1012 | 1012 | 1012 | 1012 | 1012 | 1012 | 1011.36 | 1006.88 | 1005.6 | 994.88 | 974.24 | 889.36 | 633.28 | 254.24 | 76.24 | 117.2 | 281.6 | 560 | 728.96 | 812.16 | 19466
2021-03-31 | 817.04 | 817.04 | 876.48 | 892.32 | 974.24 | 1006.72 | 1012 | 1012 | 1012 | 1012 | 1012 | 1011.36 | 995.04 | 974.24 | 926.4 | 817.04 | 791.68 | 728.96 | 708.48 | 720.96 | 669.6 | 620.8 | 475.52 | 313.92 | 20197.84
2021-04-01 | 178.64 | 126.8 | 117.2 | 107.6 | 84.08 | 68.4 | 84.08 | 91.92 | 61.84 | 30.48 | 15.12 | 0 | 0 | 0 | 0 | 0 | 0 | 0 | 10 | 42.16 | 76.24 | 117.2 | 178.64 | 281.6 | 1672
2021-04-02 | 423.84 | 581.92 | 669.6 | 633.28 | 690.4 | 669.6 | 633.28 | 536.32 | 536.32 | 518.24 | 497.44 | 518.24 | 475.52 | 380.8 | 297.76 | 281.6 | 330.08 | 444.64 | 536.32 | 475.52 | 330.08 | 254.24 | 201.68 | 178.64 | 11095.36
2021-04-03 | 201.68 | 281.6 | 423.84 | 518.24 | 581.92 | 620.8 | 620.8 | 581.92 | 560 | 536.32 | 518.24 | 475.52 | 518.24 | 581.92 | 620.8 | 602.72 | 602.72 | 560 | 620.8 | 708.48 | 720.96 | 728.96 | 812.16 | 812.16 | 13810.8
2021-04-04 | 804.16 | 817.04 | 995.04 | 1012 | 1012 | 1012 | 1012 | 1012 | 1012 | 1012 | 1012 | 0 | 0 | 1012 | 1012 | 1012 | 1012 | 1012 | 1012 | 1012 | 1012 | 1012 | 1012 | 1012 | 21844.24
2021-04-05 | 1012 | 1012 | 1012 | 1012 | 1012 | 1012 | 1012 | 1012 | 1012 | 1012 | 1012 | 1012 | 1012 | 1012 | 1012 | 1012 | 1012 | 1012 | 1012 | 1012 | 1012 | 1012 | 1012 | 1012 | 24288
2021-04-06 | 1012 | 1012 | 1012 | 1012 | 1012 | 1012 | 1012 | 1012 | 1012 | 1012 | 1012 | 1012 | 1012 | 1012 | 1012 | 1012 | 1012 | 1012 | 1012 | 1012 | 1012 | 1012 | 1006.88 | 1006.88 | 24277.76
2021-04-07 | 1006.88 | 1006.72 | 995.04 | 1005.6 | 995.04 | 975.36 | 934.4 | 889.36 | 884.48 | 812.16 | 728.96 | 669.6 | 602.72 | 518.24 | 454.4 | 380.8 | 297.76 | 226.88 | 201.68 | 190.16 | 267.92 | 454.4 | 690.4 | 884.48 | 16073.44
2021-04-08 | 995.04 | 1012 | 1012 | 1012 | 1012 | 1012 | 1012 | 1012 | 1012 | 1012 | 1012 | 1012 | 1012 | 1012 | 1012 | 1012 | 1012 | 1012 | 1012 | 1012 | 1012 | 1012 | 1012 | 1012 | 24271.04
2021-04-09 | 1012 | 1011.36 | 1011.36 | 1011.2 | 1006.72 | 994.88 | 971.28 | 966.4 | 994.88 | 995.04 | 995.04 | 994.88 | 975.52 | 974.24 | 971.28 | 942.24 | 926.4 | 804.16 | 669.6 | 581.92 | 536.32 | 497.44 | 497.44 | 475.52 | 20817.12
2021-04-10 | 423.84 | 423.84 | 423.84 | 423.84 | 444.64 | 444.64 | 423.84 | 380.8 | 423.84 | 444.64 | 423.84 | 401.92 | 380.8 | 380.8 | 401.92 | 423.84 | 401.92 | 346.24 | 330.08 | 346.24 | 313.92 | 267.92 | 240.56 | 240.56 | 9158.32
2021-04-11 | 267.92 | 297.76 | 330.08 | 346.24 | 346.24 | 362.4 | 346.24 | 313.92 | 297.76 | 281.6 | 254.24 | 226.88 | 201.68 | 190.16 | 178.64 | 201.68 | 201.68 | 201.68 | 213.2 | 240.56 | 254.24 | 254.24 | 267.92 | 297.76 | 6374.72
2021-04-12 | 330.08 | 362.4 | 380.8 | 362.4 | 346.24 | 330.08 | 297.76 | 240.56 | 213.2 | 190.16 | 167.12 | 155.6 | 167.12 | 190.16 | 213.2 | 201.68 | 190.16 | 178.64 | 178.64 | 167.12 | 136.4 | 107.6 | 99.76 | 84.08 | 5290.96
2021-04-13 | 84.08 | 76.24 | 68.4 | 55.28 | 42.16 | 30.48 | 10 | 0 | 0 | 0 | 0 | 0 | 0 | 0 | 0 | 0 | 0 | 0 | 0 | 10 | 10 | 0 | 0 | 15.12 | 401.76
2021-04-14 | 20.24 | 25.36 | 25.36 | 25.36 | 25.36 | 30.48 | 42.16 | 35.6 | 30.48 | 25.36 | 0 | 0 | 0 | 0 | 0 | 0 | 0 | 0 | 0 | 0 | 0 | 25.36 | 48.72 | 61.84 | 421.68
2021-04-15 | 68.4 | 55.28 | 30.48 | 10 | 0 | 0 | 15.12 | 15.12 | 35.6 | 68.4 | 68.4 | 61.84 | 55.28 | 55.28 | 55.28 | 68.4 | 107.6 | 178.64 | 267.92 | 380.8 | 475.52 | 536.32 | 581.92 | 602.72 | 3794.32
2021-04-16 | 602.72 | 602.72 | 560 | 497.44 | 475.52 | 475.52 | 346.24 | 201.68 | 213.2 | 297.76 | 254.24 | 190.16 | 146 | 107.6 | 76.24 | 55.28 | 42.16 | 42.16 | 61.84 | 99.76 | 126.8 | 107.6 | 76.24 | 55.28 | 5714.16
2021-04-17 | 48.72 | 42.16 | 30.48 | 42.16 | 91.92 | 136.4 | 146 | 84.08 | 99.76 | 107.6 | 99.76 | 84.08 | 91.92 | 117.2 | 167.12 | 201.68 | 213.2 | 240.56 | 330.08 | 454.4 | 581.92 | 633.28 | 669.6 | 690.4 | 5404.48
2021-04-18 | 728.96 | 690.4 | 669.6 | 669.6 | 633.28 | 620.8 | 581.92 | 560 | 536.32 | 497.44 | 454.4 | 401.92 | 330.08 | 267.92 | 213.2 | 155.6 | 136.4 | 117.2 | 155.6 | 201.68 | 267.92 | 346.24 | 362.4 | 346.24 | 9945.12
2021-04-19 | 313.92 | 330.08 | 362.4 | 401.92 | 423.84 | 401.92 | 362.4 | 330.08 | 444.64 | 518.24 | 560 | 518.24 | 454.4 | 380.8 | 297.76 | 226.88 | 155.6 | 107.6 | 99.76 | 99.76 | 107.6 | 126.8 | 178.64 | 240.56 | 7443.84
2021-04-20 | 240.56 | 281.6 | 313.92 | 362.4 | 401.92 | 362.4 | 330.08 | 454.4 | 560 | 581.92 | 536.32 | 581.92 | 669.6 | 728.96 | 817.04 | 934.4 | 974.24 | 975.52 | 974.24 | 939.28 | 889.36 | 804.16 | 708.48 | 620.8 | 15043.52
2021-04-21 | 518.24 | 401.92 | 313.92 | 254.24 | 213.2 | 167.12 | 91.92 | 35.6 | 0 | 0 | 0 | 0 | 0 | 0 | 0 | 0 | 0 | 0 | 0 | 30.48 | 35.6 | 15.12 | 0 | 0 | 2077.36
2021-04-22 | 0 | 0 | 0 | 0 | 0 | 0 | 0 | 0 | 0 | 0 | 0 | 0 | 0 | 15.12 | 25.36 | 30.48 | 35.6 | 30.48 | 25.36 | 35.6 | 35.6 | 20.24 | 0 | 0 | 253.84
2021-04-23 | 0 | 0 | 0 | 0 | 0 | 0 | 0 | 0 | 0 | 0 | 0 | 0 | 0 | 30.48 | 55.28 | 91.92 | 155.6 | 267.92 | 362.4 | 475.52 | 518.24 | 518.24 | 454.4 | 362.4 | 3292.4
2021-04-24 | 281.6 | 201.68 | 146 | 117.2 | 99.76 | 91.92 | 61.84 | 68.4 | 76.24 | 76.24 | 61.84 | 61.84 | 55.28 | 61.84 | 76.24 | 117.2 | 167.12 | 213.2 | 267.92 | 297.76 | 313.92 | 281.6 | 226.88 | 201.68 | 3625.2
2021-04-25 | 190.16 | 155.6 | 107.6 | 91.92 | 84.08 | 76.24 | 48.72 | 42.16 | 48.72 | 48.72 | 30.48 | 25.36 | 0 | 0 | 0 | 0 | 0 | 0 | 0 | 0 | 0 | 0 | 0 | 0 | 949.76
2021-04-26 | 10 | 76.24 | 155.6 | 213.2 | 254.24 | 254.24 | 178.64 | 117.2 | 240.56 | 444.64 | 475.52 | 444.64 | 313.92 | 240.56 | 213.2 | 213.2 | 240.56 | 254.24 | 213.2 | 226.88 | 330.08 | 518.24 | 720.96 | 876.48 | 7226.24
2021-04-27 | 975.36 | 1006.88 | 1011.36 | 1011.2 | 1006.88 | 1005.6 | 995.04 | 995.04 | 974.24 | 934.4 | 889.36 | 817.04 | 791.68 | 690.4 | 602.72 | 536.32 | 475.52 | 444.64 | 401.92 | 380.8 | 475.52 | 518.24 | 560 | 602.72 | 18102.88
2021-04-28 | 620.8 | 620.8 | 602.72 | 581.92 | 536.32 | 497.44 | 423.84 | 380.8 | 330.08 | 297.76 | 281.6 | 254.24 | 226.88 | 201.68 | 167.12 | 155.6 | 146 | 146 | 146 | 136.4 | 136.4 | 136.4 | 155.6 | 178.64 | 7361.04
2021-04-29 | 201.68 | 226.88 | 281.6 | 330.08 | 380.8 | 444.64 | 536.32 | 620.8 | 690.4 | 728.96 | 791.68 | 804.16 | 817.04 | 876.48 | 876.48 | 876.48 | 876.48 | 876.48 | 804.16 | 728.96 | 690.4 | 620.8 | 536.32 | 423.84 | 15041.92
2021-04-30 | 362.4 | 313.92 | 297.76 | 281.6 | 281.6 | 267.92 | 213.2 | 201.68 | 155.6 | 126.8 | 117.2 | 107.6 | 107.6 | 107.6 | 117.2 | 126.8 | 126.8 | 126.8 | 107.6 | 91.92 | 76.24 | 55.28 | 30.48 | 20.24 | 3821.84
2021-05-01 | 0 | 0 | 0 | 0 | 0 | 0 | 0 | 0 | 0 | 0 | 0 | 0 | 0 | 0 | 0 | 20.24 | 20.24 | 20.24 | 15.12 | 15.12 | 0 | 0 | 0 | 0 | 90.96
2021-05-02 | 0 | 0 | 0 | 0 | 0 | 0 | 0 | 0 | 0 | 0 | 0 | 0 | 0 | 0 | 10 | 15.12 | 10 | 0 | 0 | 0 | 0 | 0 | 0 | 0 | 35.12
2021-05-03 | 0 | 0 | 0 | 0 | 0 | 0 | 25.36 | 76.24 | 155.6 | 254.24 | 401.92 | 581.92 | 728.96 | 876.48 | 939.28 | 975.52 | 1005.6 | 1005.6 | 995.04 | 994.88 | 995.04 | 1006.88 | 1011.36 | 1012 | 13041.92
2021-05-04 | 1012 | 1012 | 1012 | 1012 | 1012 | 1011.36 | 1011.36 | 1011.36 | 1012 | 1012 | 1012 | 1011.36 | 1006.88 | 1006.88 | 1011.2 | 1011.36 | 1012 | 1012 | 1012 | 1011.36 | 1011.36 | 995.04 | 993.76 | 975.52 | 24200.8
2021-05-05 | 974.24 | 971.28 | 934.4 | 942.24 | 971.28 | 974.24 | 990.8 | 995.04 | 995.04 | 990.8 | 971.28 | 942.24 | 934.4 | 926.4 | 892.32 | 926.4 | 934.4 | 934.4 | 889.36 | 889.36 | 892.32 | 966.4 | 926.4 | 889.36 | 22654.4
2021-05-06 | 804.16 | 581.92 | 362.4 | 346.24 | 560 | 791.68 | 889.36 | 884.48 | 934.4 | 934.4 | 876.48 | 728.96 | 708.48 | 708.48 | 728.96 | 728.96 | 708.48 | 669.6 | 602.72 | 560 | 536.32 | 518.24 | 497.44 | 454.4 | 16116.56
2021-05-07 | 444.64 | 475.52 | 536.32 | 581.92 | 602.72 | 560 | 536.32 | 536.32 | 497.44 | 444.64 | 401.92 | 362.4 | 346.24 | 313.92 | 281.6 | 240.56 | 190.16 | 126.8 | 91.92 | 76.24 | 55.28 | 48.72 | 25.36 | 0 | 7776.96
2021-05-08 | 0 | 0 | 0 | 35.6 | 126.8 | 254.24 | 444.64 | 633.28 | 876.48 | 934.4 | 974.24 | 995.04 | 1006.88 | 1012 | 1012 | 1012 | 1012 | 1012 | 1012 | 1012 | 975.52 | 804.16 | 454.4 | 190.16 | 15789.84
2021-05-09 | 68.4 | 15.12 | 0 | 10 | 42.16 | 84.08 | 136.4 | 190.16 | 201.68 | 146 | 84.08 | 25.36 | 10 | 42.16 | 107.6 | 178.64 | 213.2 | 213.2 | 254.24 | 313.92 | 444.64 | 518.24 | 536.32 | 497.44 | 4333.04
2021-05-10 | 454.4 | 401.92 | 281.6 | 226.88 | 201.68 | 136.4 | 61.84 | 42.16 | 91.92 | 107.6 | 167.12 | 201.68 | 178.64 | 146 | 117.2 | 84.08 | 55.28 | 42.16 | 35.6 | 42.16 | 42.16 | 42.16 | 61.84 | 91.92 | 3314.4
2021-05-11 | 99.76 | 99.76 | 117.2 | 126.8 | 146 | 155.6 | 117.2 | 146 | 297.76 | 602.72 | 720.96 | 728.96 | 728.96 | 728.96 | 633.28 | 444.64 | 240.56 | 107.6 | 30.48 | 0 | 15.12 | 55.28 | 99.76 | 136.4 | 6579.76
2021-05-12 | 167.12 | 178.64 | 190.16 | 213.2 | 226.88 | 240.56 | 240.56 | 254.24 | 380.8 | 620.8 | 804.16 | 926.4 | 942.24 | 966.4 | 966.4 | 942.24 | 939.28 | 889.36 | 812.16 | 804.16 | 728.96 | 728.96 | 728.96 | 728.96 | 14621.6
2021-05-13 | 708.48 | 633.28 | 560 | 518.24 | 497.44 | 475.52 | 475.52 | 475.52 | 475.52 | 475.52 | 475.52 | 444.64 | 380.8 | 330.08 | 281.6 | 226.88 | 190.16 | 146 | 107.6 | 84.08 | 68.4 | 48.72 | 35.6 | 25.36 | 8140.48
2021-05-14 | 35.6 | 55.28 | 84.08 | 107.6 | 117.2 | 117.2 | 91.92 | 76.24 | 76.24 | 68.4 | 55.28 | 35.6 | 30.48 | 25.36 | 30.48 | 55.28 | 84.08 | 117.2 | 126.8 | 84.08 | 35.6 | 0 | 0 | 0 | 1510
2021-05-15 | 0 | 0 | 0 | 0 | 0 | 0 | 0 | 0 | 0 | 0 | 0 | 0 | 0 | 0 | 0 | 10 | 20.24 | 30.48 | 30.48 | 15.12 | 0 | 0 | 0 | 0 | 106.32
2021-05-16 | 0 | 0 | 0 | 0 | 0 | 0 | 0 | 0 | 0 | 0 | 0 | 0 | 0 | 0 | 0 | 20.24 | 55.28 | 99.76 | 126.8 | 146 | 146 | 117.2 | 84.08 | 42.16 | 837.52
2021-05-17 | 0 | 0 | 0 | 0 | 0 | 0 | 0 | 0 | 0 | 0 | 0 | 0 | 0 | 0 | 0 | 0 | 0 | 0 | 15.12 | 15.12 | 0 | 0 | 0 | 0 | 30.24
2021-05-18 | 20.24 | 61.84 | 107.6 | 136.4 | 126.8 | 91.92 | 61.84 | 48.72 | 35.6 | 25.36 | 20.24 | 20.24 | 25.36 | 25.36 | 20.24 | 20.24 | 30.48 | 48.72 | 76.24 | 84.08 | 99.76 | 107.6 | 126.8 | 136.4 | 1558.08
2021-05-19 | 155.6 | 167.12 | 155.6 | 136.4 | 107.6 | 84.08 | 61.84 | 42.16 | 35.6 | 42.16 | 42.16 | 42.16 | 30.48 | 25.36 | 20.24 | 15.12 | 25.36 | 35.6 | 42.16 | 48.72 | 68.4 | 84.08 | 99.76 | 117.2 | 1684.96
2021-05-20 | 146 | 190.16 | 281.6 | 401.92 | 475.52 | 475.52 | 497.44 | 620.8 | 708.48 | 804.16 | 892.32 | 966.4 | 990.8 | 1005.6 | 1011.2 | 1011.36 | 1011.36 | 1006.88 | 995.04 | 994.88 | 1006.72 | 1011.36 | 1012 | 1012 | 18529.52
2021-05-21 | 1012 | 1012 | 1012 | 1012 | 1012 | 1012 | 1012 | 1012 | 1012 | 1012 | 1012 | 1012 | 1012 | 1012 | 1012 | 1012 | 1012 | 1011.36 | 1005.6 | 975.36 | 939.28 | 934.4 | 926.4 | 926.4 | 23922.8
2021-05-22 | 889.36 | 889.36 | 889.36 | 884.48 | 812.16 | 791.68 | 791.68 | 720.96 | 669.6 | 581.92 | 497.44 | 444.64 | 444.64 | 444.64 | 423.84 | 401.92 | 330.08 | 267.92 | 201.68 | 155.6 | 117.2 | 68.4 | 25.36 | 0 | 11743.92
2021-05-23 | 0 | 0 | 0 | 20.24 | 91.92 | 190.16 | 240.56 | 313.92 | 362.4 | 380.8 | 423.84 | 497.44 | 620.8 | 728.96 | 817.04 | 926.4 | 966.4 | 942.24 | 934.4 | 934.4 | 926.4 | 876.48 | 791.68 | 720.96 | 12707.44
2021-05-24 | 720.96 | 804.16 | 889.36 | 939.28 | 971.28 | 974.24 | 974.24 | 975.36 | 974.24 | 966.4 | 926.4 | 884.48 | 876.48 | 812.16 | 804.16 | 728.96 | 690.4 | 602.72 | 497.44 | 454.4 | 536.32 | 602.72 | 602.72 | 602.72 | 18811.6
2021-05-25 | 602.72 | 497.44 | 444.64 | 444.64 | 423.84 | 330.08 | 313.92 | 380.8 | 380.8 | 362.4 | 346.24 | 297.76 | 240.56 | 240.56 | 281.6 | 346.24 | 423.84 | 454.4 | 454.4 | 444.64 | 444.64 | 536.32 | 560 | 497.44 | 9749.92
2021-05-26 | 475.52 | 444.64 | 454.4 | 475.52 | 454.4 | 423.84 | 362.4 | 401.92 | 380.8 | 444.64 | 560 | 620.8 | 633.28 | 633.28 | 602.72 | 581.92 | 560 | 518.24 | 454.4 | 362.4 | 254.24 | 190.16 | 155.6 | 155.6 | 10600.72
2021-05-27 | 155.6 | 155.6 | 126.8 | 84.08 | 35.6 | 0 | 0 | 0 | 0 | 0 | 0 | 0 | 0 | 0 | 0 | 0 | 0 | 0 | 0 | 25.36 | 136.4 | 201.68 | 178.64 | 117.2 | 1216.96
2021-05-28 | 76.24 | 55.28 | 48.72 | 42.16 | 42.16 | 35.6 | 48.72 | 84.08 | 107.6 | 107.6 | 107.6 | 99.76 | 117.2 | 146 | 190.16 | 240.56 | 281.6 | 330.08 | 346.24 | 346.24 | 330.08 | 313.92 | 281.6 | 254.24 | 4033.44
2021-05-29 | 201.68 | 146 | 107.6 | 84.08 | 68.4 | 42.16 | 15.12 | 10 | 0 | 0 | 0 | 0 | 0 | 0 | 0 | 0 | 0 | 0 | 0 | 25.36 | 35.6 | 35.6 | 20.24 | 0 | 791.84
2021-05-30 | 0 | 0 | 0 | 0 | 0 | 0 | 0 | 0 | 0 | 0 | 0 | 15.12 | 35.6 | 68.4 | 91.92 | 107.6 | 99.76 | 91.92 | 99.76 | 126.8 | 178.64 | 254.24 | 281.6 | 281.6 | 1732.96
2021-05-31 | 254.24 | 213.2 | 178.64 | 146 | 136.4 | 107.6 | 61.84 | 48.72 | 84.08 | 107.6 | 146 | 213.2 | 313.92 | 497.44 | 690.4 | 812.16 | 876.48 | 804.16 | 804.16 | 804.16 | 804.16 | 876.48 | 817.04 | 728.96 | 10527.04
2021-06-01 | 633.28 | 581.92 | 581.92 | 602.72 | 581.92 | 497.44 | 423.84 | 423.84 | 444.64 | 380.8 | 240.56 | 126.8 | 55.28 | 30.48 | 0 | 0 | 0 | 0 | 35.6 | 91.92 | 117.2 | 136.4 | 146 | 178.64 | 6311.2
2021-06-02 | 190.16 | 201.68 | 226.88 | 254.24 | 254.24 | 190.16 | 167.12 | 226.88 | 346.24 | 475.52 | 633.28 | 720.96 | 728.96 | 791.68 | 804.16 | 817.04 | 889.36 | 889.36 | 812.16 | 728.96 | 720.96 | 708.48 | 633.28 | 602.72 | 13014.48
2021-06-03 | 602.72 | 581.92 | 560 | 536.32 | 560 | 518.24 | 581.92 | 602.72 | 669.6 | 708.48 | 708.48 | 728.96 | 728.96 | 728.96 | 720.96 | 669.6 | 633.28 | 620.8 | 633.28 | 690.4 | 791.68 | 812.16 | 804.16 | 633.28 | 15826.88
2021-06-04 | 497.44 | 401.92 | 362.4 | 297.76 | 281.6 | 267.92 | 330.08 | 423.84 | 423.84 | 401.92 | 362.4 | 330.08 | 281.6 | 240.56 | 146 | 84.08 | 25.36 | 0 | 0 | 0 | 0 | 0 | 0 | 0 | 5158.8
2021-06-05 | 0 | 0 | 0 | 0 | 0 | 0 | 0 | 0 | 0 | 0 | 0 | 0 | 0 | 0 | 0 | 0 | 0 | 0 | 0 | 0 | 0 | 15.12 | 48.72 | 107.6 | 171.44
2021-06-06 | 167.12 | 201.68 | 190.16 | 178.64 | 190.16 | 226.88 | 267.92 | 240.56 | 201.68 | 155.6 | 107.6 | 68.4 | 25.36 | 0 | 0 | 0 | 0 | 0 | 0 | 15.12 | 99.76 | 167.12 | 167.12 | 146 | 2816.88
2021-06-07 | 136.4 | 126.8 | 126.8 | 117.2 | 91.92 | 61.84 | 42.16 | 25.36 | 15.12 | 0 | 0 | 10 | 10 | 0 | 0 | 0 | 0 | 10 | 25.36 | 35.6 | 55.28 | 76.24 | 107.6 | 146 | 1219.68
2021-06-08 | 190.16 | 178.64 | 136.4 | 117.2 | 126.8 | 117.2 | 91.92 | 107.6 | 201.68 | 240.56 | 281.6 | 346.24 | 330.08 | 362.4 | 401.92 | 362.4 | 267.92 | 167.12 | 84.08 | 76.24 | 146 | 281.6 | 444.64 | 536.32 | 5596.72
2021-06-09 | 536.32 | 497.44 | 444.64 | 497.44 | 518.24 | 518.24 | 475.52 | 497.44 | 454.4 | 518.24 | 536.32 | 560 | 518.24 | 497.44 | 536.32 | 620.8 | 602.72 | 536.32 | 620.8 | 581.92 | 633.28 | 728.96 | 791.68 | 804.16 | 13526.88
2021-06-10 | 804.16 | 791.68 | 791.68 | 812.16 | 876.48 | 817.04 | 876.48 | 971.28 | 1006.72 | 1006.72 | 995.04 | 975.52 | 975.36 | 975.52 | 942.24 | 942.24 | 892.32 | 876.48 | 817.04 | 817.04 | 876.48 | 884.48 | 892.32 | 942.24 | 21558.72
2021-06-11 | 975.36 | 975.36 | 971.28 | 934.4 | 876.48 | 817.04 | 889.36 | 939.28 | 971.28 | 974.24 | 942.24 | 971.28 | 974.24 | 993.76 | 1005.6 | 1011.2 | 1011.36 | 1011.36 | 1006.88 | 990.8 | 974.24 | 971.28 | 974.24 | 993.76 | 23156.32
2021-06-12 | 990.8 | 975.52 | 994.88 | 995.04 | 1006.88 | 1011.36 | 1012 | 1012 | 1012 | 1012 | 1012 | 1012 | 1012 | 1011.36 | 1005.6 | 971.28 | 876.48 | 669.6 | 401.92 | 201.68 | 146 | 240.56 | 380.8 | 497.44 | 19461.2
2021-06-13 | 602.72 | 602.72 | 708.48 | 804.16 | 804.16 | 791.68 | 889.36 | 942.24 | 993.76 | 1011.36 | 1012 | 1012 | 1012 | 1012 | 1012 | 1006.88 | 939.28 | 804.16 | 669.6 | 602.72 | 518.24 | 518.24 | 720.96 | 817.04 | 19807.76
2021-06-14 | 876.48 | 876.48 | 926.4 | 939.28 | 975.36 | 995.04 | 1011.2 | 1012 | 1012 | 1012 | 1012 | 1012 | 1012 | 1012 | 1012 | 1012 | 1012 | 1012 | 1012 | 995.04 | 942.24 | 889.36 | 817.04 | 720.96 | 23108.88
2021-06-15 | 669.6 | 602.72 | 497.44 | 380.8 | 240.56 | 126.8 | 68.4 | 25.36 | 25.36 | 76.24 | 155.6 | 226.88 | 281.6 | 346.24 | 454.4 | 581.92 | 669.6 | 804.16 | 889.36 | 889.36 | 889.36 | 720.96 | 602.72 | 518.24 | 10743.68
2021-06-16 | 380.8 | 240.56 | 167.12 | 178.64 | 226.88 | 213.2 | 380.8 | 633.28 | 728.96 | 804.16 | 817.04 | 884.48 | 889.36 | 934.4 | 934.4 | 889.36 | 812.16 | 708.48 | 536.32 | 362.4 | 281.6 | 254.24 | 201.68 | 167.12 | 12627.44
2021-06-17 | 146 | 126.8 | 117.2 | 126.8 | 126.8 | 76.24 | 117.2 | 146 | 136.4 | 117.2 | 91.92 | 68.4 | 55.28 | 35.6 | 25.36 | 30.48 | 42.16 | 55.28 | 68.4 | 76.24 | 117.2 | 190.16 | 281.6 | 423.84 | 2798.56
2021-06-18 | 518.24 | 454.4 | 401.92 | 362.4 | 313.92 | 281.6 | 226.88 | 190.16 | 146 | 99.76 | 35.6 | 0 | 0 | 0 | 0 | 0 | 42.16 | 155.6 | 313.92 | 423.84 | 444.64 | 380.8 | 346.24 | 346.24 | 5484.32
2021-06-19 | 362.4 | 380.8 | 380.8 | 346.24 | 313.92 | 267.92 | 267.92 | 254.24 | 226.88 | 213.2 | 201.68 | 201.68 | 226.88 | 297.76 | 401.92 | 475.52 | 518.24 | 560 | 620.8 | 708.48 | 690.4 | 708.48 | 602.72 | 475.52 | 9704.4
2021-06-20 | 380.8 | 313.92 | 281.6 | 213.2 | 117.2 | 42.16 | 0 | 0 | 0 | 0 | 0 | 61.84 | 146 | 240.56 | 346.24 | 475.52 | 536.32 | 560 | 560 | 560 | 536.32 | 518.24 | 536.32 | 536.32 | 6962.56
2021-06-21 | 602.72 | 708.48 | 720.96 | 690.4 | 602.72 | 536.32 | 497.44 | 518.24 | 536.32 | 560 | 633.28 | 728.96 | 812.16 | 876.48 | 876.48 | 804.16 | 728.96 | 633.28 | 518.24 | 444.64 | 362.4 | 313.92 | 267.92 | 226.88 | 14201.36
2021-06-22 | 190.16 | 167.12 | 146 | 117.2 | 84.08 | 61.84 | 42.16 | 15.12 | 15.12 | 25.36 | 30.48 | 42.16 | 55.28 | 76.24 | 107.6 | 146 | 201.68 | 240.56 | 254.24 | 267.92 | 423.84 | 475.52 | 454.4 | 401.92 | 4042
2021-06-23 | 346.24 | 380.8 | 401.92 | 401.92 | 401.92 | 346.24 | 267.92 | 240.56 | 213.2 | 213.2 | 240.56 | 267.92 | 297.76 | 281.6 | 226.88 | 167.12 | 117.2 | 68.4 | 25.36 | 0 | 25.36 | 61.84 | 117.2 | 178.64 | 5289.76
2021-06-24 | 226.88 | 297.76 | 380.8 | 497.44 | 560 | 497.44 | 560 | 720.96 | 728.96 | 669.6 | 602.72 | 536.32 | 497.44 | 560 | 791.68 | 974.24 | 1011.36 | 1012 | 1012 | 1006.88 | 993.76 | 990.8 | 994.88 | 995.04 | 17118.96
2021-06-25 | 995.04 | 1005.6 | 1005.6 | 1006.72 | 1005.6 | 1006.88 | 1011.36 | 1012 | 1011.36 | 1011.36 | 1011.36 | 1006.88 | 1006.72 | 995.04 | 993.76 | 975.52 | 975.36 | 974.24 | 939.28 | 884.48 | 817.04 | 804.16 | 720.96 | 620.8 | 22797.12
2021-06-26 | 536.32 | 497.44 | 454.4 | 362.4 | 226.88 | 167.12 | 117.2 | 76.24 | 48.72 | 30.48 | 0 | 0 | 0 | 0 | 0 | 0 | 0 | 0 | 0 | 15.12 | 0 | 0 | 0 | 0 | 2532.32
2021-06-27 | 0 | 0 | 35.6 | 61.84 | 61.84 | 42.16 | 48.72 | 48.72 | 42.16 | 35.6 | 30.48 | 15.12 | 0 | 0 | 0 | 0 | 0 | 0 | 0 | 0 | 0 | 0 | 0 | 0 | 422.24
2021-06-28 | 0 | 0 | 0 | 10 | 10 | 0 | 0 | 0 | 0 | 0 | 0 | 0 | 25.36 | 68.4 | 99.76 | 99.76 | 99.76 | 117.2 | 117.2 | 117.2 | 107.6 | 155.6 | 226.88 | 240.56 | 1495.28
2021-06-29 | 190.16 | 167.12 | 155.6 | 146 | 99.76 | 84.08 | 76.24 | 61.84 | 48.72 | 20.24 | 0 | 15.12 | 48.72 | 68.4 | 76.24 | 76.24 | 91.92 | 117.2 | 155.6 | 155.6 | 167.12 | 155.6 | 107.6 | 61.84 | 2346.96
2021-06-30 | 35.6 | 30.48 | 42.16 | 48.72 | 55.28 | 61.84 | 61.84 | 55.28 | 42.16 | 35.6 | 35.6 | 42.16 | 48.72 | 48.72 | 35.6 | 25.36 | 20.24 | 15.12 | 25.36 | 42.16 | 68.4 | 76.24 | 68.4 | 61.84 | 1082.88
2021-07-01 | 42.16 | 25.36 | 10 | 0 | 0 | 0 | 0 | 0 | 10 | 25.36 | 42.16 | 61.84 | 68.4 | 76.24 | 84.08 | 84.08 | 84.08 | 99.76 | 117.2 | 107.6 | 91.92 | 61.84 | 25.36 | 0 | 1117.44
2021-07-02 | 0 | 0 | 0 | 0 | 0 | 0 | 0 | 0 | 0 | 0 | 30.48 | 48.72 | 61.84 | 76.24 | 84.08 | 99.76 | 136.4 | 167.12 | 213.2 | 226.88 | 178.64 | 117.2 | 61.84 | 30.48 | 1532.88
2021-07-03 | 30.48 | 48.72 | 84.08 | 126.8 | 167.12 | 126.8 | 76.24 | 76.24 | 91.92 | 91.92 | 107.6 | 146 | 201.68 | 281.6 | 362.4 | 444.64 | 536.32 | 669.6 | 708.48 | 633.28 | 690.4 | 690.4 | 690.4 | 690.4 | 7773.52
2021-07-04 | 669.6 | 633.28 | 669.6 | 633.28 | 560 | 475.52 | 602.72 | 633.28 | 620.8 | 581.92 | 581.92 | 669.6 | 728.96 | 728.96 | 728.96 | 728.96 | 728.96 | 720.96 | 620.8 | 475.52 | 401.92 | 380.8 | 346.24 | 330.08 | 14252.64
2021-07-05 | 330.08 | 313.92 | 330.08 | 401.92 | 444.64 | 444.64 | 454.4 | 581.92 | 633.28 | 690.4 | 720.96 | 791.68 | 804.16 | 812.16 | 804.16 | 804.16 | 791.68 | 728.96 | 633.28 | 581.92 | 581.92 | 518.24 | 444.64 | 313.92 | 13957.12
2021-07-06 | 213.2 | 146 | 117.2 | 167.12 | 213.2 | 178.64 | 117.2 | 61.84 | 35.6 | 35.6 | 35.6 | 61.84 | 107.6 | 190.16 | 297.76 | 313.92 | 254.24 | 167.12 | 107.6 | 136.4 | 254.24 | 454.4 | 536.32 | 560 | 4762.8
2021-07-07 | 620.8 | 669.6 | 633.28 | 690.4 | 690.4 | 581.92 | 690.4 | 728.96 | 728.96 | 708.48 | 633.28 | 620.8 | 602.72 | 581.92 | 602.72 | 620.8 | 620.8 | 602.72 | 560 | 475.52 | 444.64 | 444.64 | 475.52 | 475.52 | 14504.8
2021-07-08 | 444.64 | 444.64 | 423.84 | 380.8 | 330.08 | 254.24 | 190.16 | 167.12 | 146 | 126.8 | 91.92 | 55.28 | 20.24 | 0 | 0 | 0 | 0 | 0 | 0 | 0 | 10 | 15.12 | 10 | 0 | 3110.88
2021-07-09 | 0 | 0 | 0 | 0 | 0 | 0 | 15.12 | 30.48 | 48.72 | 55.28 | 55.28 | 55.28 | 55.28 | 55.28 | 48.72 | 48.72 | 61.84 | 91.92 | 146 | 190.16 | 190.16 | 190.16 | 178.64 | 155.6 | 1672.64
2021-07-10 | 136.4 | 126.8 | 126.8 | 126.8 | 136.4 | 117.2 | 99.76 | 107.6 | 99.76 | 84.08 | 55.28 | 35.6 | 42.16 | 76.24 | 136.4 | 213.2 | 267.92 | 297.76 | 267.92 | 213.2 | 167.12 | 136.4 | 107.6 | 76.24 | 3254.64
2021-07-11 | 42.16 | 0 | 0 | 0 | 0 | 0 | 0 | 0 | 0 | 0 | 0 | 0 | 0 | 0 | 10 | 42.16 | 68.4 | 84.08 | 76.24 | 42.16 | 20.24 | 0 | 0 | 0 | 385.44
2021-07-12 | 0 | 0 | 0 | 0 | 0 | 0 | 0 | 0 | 0 | 0 | 0 | 0 | 15.12 | 42.16 | 68.4 | 107.6 | 136.4 | 155.6 | 136.4 | 107.6 | 91.92 | 68.4 | 55.28 | 35.6 | 1020.48
2021-07-13 | 25.36 | 20.24 | 10 | 0 | 0 | 0 | 0 | 0 | 0 | 0 | 20.24 | 30.48 | 42.16 | 55.28 | 68.4 | 84.08 | 91.92 | 84.08 | 84.08 | 84.08 | 91.92 | 84.08 | 35.6 | 0 | 912
2021-07-14 | 0 | 0 | 0 | 0 | 0 | 0 | 0 | 0 | 25.36 | 42.16 | 84.08 | 155.6 | 254.24 | 401.92 | 536.32 | 669.6 | 804.16 | 889.36 | 934.4 | 966.4 | 974.24 | 990.8 | 990.8 | 966.4 | 9685.84
2021-07-15 | 934.4 | 876.48 | 728.96 | 720.96 | 620.8 | 536.32 | 497.44 | 346.24 | 226.88 | 146 | 99.76 | 76.24 | 55.28 | 42.16 | 30.48 | 20.24 | 0 | 0 | 0 | 0 | 0 | 0 | 76.24 | 201.68 | 6236.56
2021-07-16 | 297.76 | 330.08 | 346.24 | 401.92 | 475.52 | 444.64 | 581.92 | 720.96 | 889.36 | 966.4 | 990.8 | 1006.72 | 1011.36 | 1012 | 1012 | 1012 | 1012 | 1012 | 1006.88 | 995.04 | 993.76 | 974.24 | 884.48 | 804.16 | 19182.24
2021-07-17 | 804.16 | 804.16 | 804.16 | 791.68 | 804.16 | 804.16 | 975.52 | 1011.36 | 1012 | 1012 | 1012 | 1012 | 1012 | 1012 | 1012 | 1012 | 1012 | 1012 | 1006.88 | 994.88 | 974.24 | 974.24 | 934.4 | 876.48 | 22680.48
2021-07-18 | 720.96 | 560 | 454.4 | 423.84 | 362.4 | 267.92 | 226.88 | 254.24 | 281.6 | 281.6 | 267.92 | 240.56 | 226.88 | 213.2 | 178.64 | 155.6 | 126.8 | 91.92 | 68.4 | 30.48 | 0 | 0 | 0 | 0 | 5434.24
2021-07-19 | 0 | 0 | 0 | 0 | 0 | 0 | 0 | 0 | 15.12 | 35.6 | 42.16 | 48.72 | 55.28 | 68.4 | 91.92 | 136.4 | 201.68 | 254.24 | 240.56 | 155.6 | 68.4 | 42.16 | 35.6 | 48.72 | 1540.56
2021-07-20 | 68.4 | 99.76 | 107.6 | 117.2 | 107.6 | 84.08 | 76.24 | 84.08 | 76.24 | 55.28 | 35.6 | 20.24 | 10 | 0 | 10 | 20.24 | 35.6 | 42.16 | 42.16 | 42.16 | 35.6 | 25.36 | 0 | 0 | 1195.6
2021-07-21 | 0 | 0 | 0 | 0 | 0 | 0 | 0 | 0 | 0 | 0 | 0 | 0 | 0 | 0 | 0 | 0 | 0 | 0 | 0 | 0 | 10 | 0 | 0 | 0 | 10
2021-07-22 | 0 | 20.24 | 30.48 | 30.48 | 20.24 | 0 | 0 | 0 | 0 | 0 | 0 | 0 | 0 | 0 | 0 | 0 | 0 | 0 | 15.12 | 30.48 | 55.28 | 55.28 | 48.72 | 35.6 | 341.92
2021-07-23 | 20.24 | 0 | 0 | 0 | 0 | 0 | 0 | 10 | 15.12 | 15.12 | 15.12 | 15.12 | 15.12 | 15.12 | 25.36 | 35.6 | 42.16 | 55.28 | 68.4 | 68.4 | 68.4 | 61.84 | 61.84 | 61.84 | 670.08
2021-07-24 | 55.28 | 48.72 | 42.16 | 35.6 | 30.48 | 30.48 | 35.6 | 48.72 | 61.84 | 55.28 | 61.84 | 76.24 | 68.4 | 55.28 | 25.36 | 15.12 | 30.48 | 68.4 | 146 | 213.2 | 190.16 | 136.4 | 84.08 | 30.48 | 1645.6
2021-07-25 | 0 | 0 | 0 | 0 | 0 | 25.36 | 42.16 | 55.28 | 55.28 | 61.84 | 84.08 | 117.2 | 155.6 | 201.68 | 226.88 | 240.56 | 213.2 | 190.16 | 167.12 | 146 | 136.4 | 117.2 | 117.2 | 117.2 | 2470.4
2021-07-26 | 107.6 | 91.92 | 99.76 | 99.76 | 76.24 | 48.72 | 25.36 | 25.36 | 35.6 | 55.28 | 68.4 | 68.4 | 61.84 | 48.72 | 55.28 | 68.4 | 68.4 | 61.84 | 48.72 | 42.16 | 42.16 | 55.28 | 61.84 | 76.24 | 1493.28
2021-07-27 | 99.76 | 107.6 | 107.6 | 99.76 | 84.08 | 35.6 | 0 | 0 | 0 | 0 | 0 | 0 | 15.12 | 48.72 | 99.76 | 155.6 | 213.2 | 281.6 | 330.08 | 346.24 | 313.92 | 330.08 | 454.4 | 518.24 | 3641.36
2021-07-28 | 497.44 | 454.4 | 454.4 | 475.52 | 475.52 | 475.52 | 497.44 | 602.72 | 708.48 | 728.96 | 728.96 | 728.96 | 690.4 | 620.8 | 581.92 | 536.32 | 497.44 | 444.64 | 362.4 | 330.08 | 313.92 | 313.92 | 281.6 | 240.56 | 12042.32
2021-07-29 | 240.56 | 267.92 | 346.24 | 401.92 | 444.64 | 444.64 | 454.4 | 518.24 | 560 | 581.92 | 560 | 536.32 | 518.24 | 475.52 | 423.84 | 362.4 | 297.76 | 240.56 | 190.16 | 155.6 | 167.12 | 190.16 | 178.64 | 167.12 | 8723.92
2021-07-30 | 155.6 | 146 | 136.4 | 126.8 | 99.76 | 68.4 | 35.6 | 15.12 | 0 | 0 | 0 | 20.24 | 48.72 | 91.92 | 146 | 190.16 | 226.88 | 240.56 | 240.56 | 240.56 | 226.88 | 226.88 | 226.88 | 254.24 | 3164.16
2021-07-31 | 281.6 | 346.24 | 401.92 | 401.92 | 401.92 | 475.52 | 497.44 | 497.44 | 475.52 | 454.4 | 444.64 | 423.84 | 380.8 | 401.92 | 423.84 | 444.64 | 475.52 | 497.44 | 497.44 | 475.52 | 497.44 | 497.44 | 475.52 | 454.4 | 10624.32
2021-08-01 | 423.84 | 401.92 | 401.92 | 423.84 | 423.84 | 380.8 | 401.92 | 380.8 | 346.24 | 297.76 | 254.24 | 226.88 | 213.2 | 201.68 | 213.2 | 240.56 | 281.6 | 297.76 | 281.6 | 240.56 | 178.64 | 136.4 | 99.76 | 84.08 | 6833.04
2021-08-02 | 76.24 | 84.08 | 84.08 | 84.08 | 68.4 | 42.16 | 20.24 | 0 | 0 | 0 | 0 | 0 | 0 | 0 | 0 | 0 | 0 | 0 | 0 | 25.36 | 61.84 | 76.24 | 68.4 | 55.28 | 746.4
2021-08-03 | 35.6 | 30.48 | 20.24 | 0 | 0 | 0 | 0 | 0 | 0 | 0 | 0 | 0 | 0 | 0 | 0 | 0 | 0 | 0 | 0 | 0 | 0 | 0 | 0 | 0 | 86.32
2021-08-04 | 0 | 0 | 0 | 10 | 25.36 | 42.16 | 42.16 | 48.72 | 61.84 | 76.24 | 84.08 | 99.76 | 99.76 | 68.4 | 35.6 | 20.24 | 0 | 0 | 0 | 20.24 | 76.24 | 117.2 | 126.8 | 126.8 | 1181.6
2021-08-05 | 136.4 | 167.12 | 190.16 | 201.68 | 254.24 | 267.92 | 254.24 | 281.6 | 362.4 | 346.24 | 362.4 | 423.84 | 497.44 | 560 | 620.8 | 728.96 | 817.04 | 892.32 | 966.4 | 971.28 | 926.4 | 926.4 | 939.28 | 971.28 | 13065.84
2021-08-06 | 934.4 | 892.32 | 939.28 | 966.4 | 892.32 | 892.32 | 939.28 | 990.8 | 1006.88 | 1011.36 | 1012 | 1012 | 1011.36 | 1011.36 | 1012 | 1012 | 1006.88 | 975.36 | 926.4 | 884.48 | 817.04 | 812.16 | 804.16 | 817.04 | 22579.6
2021-08-07 | 884.48 | 884.48 | 876.48 | 804.16 | 728.96 | 633.28 | 497.44 | 401.92 | 346.24 | 346.24 | 423.84 | 536.32 | 690.4 | 728.96 | 804.16 | 804.16 | 791.68 | 728.96 | 690.4 | 708.48 | 690.4 | 669.6 | 602.72 | 581.92 | 15855.68
2021-08-08 | 536.32 | 497.44 | 475.52 | 454.4 | 444.64 | 380.8 | 297.76 | 330.08 | 346.24 | 330.08 | 297.76 | 267.92 | 226.88 | 178.64 | 136.4 | 117.2 | 107.6 | 99.76 | 91.92 | 84.08 | 76.24 | 48.72 | 30.48 | 35.6 | 5892.48
2021-08-09 | 55.28 | 84.08 | 107.6 | 126.8 | 136.4 | 146 | 126.8 | 107.6 | 99.76 | 76.24 | 68.4 | 68.4 | 61.84 | 68.4 | 76.24 | 91.92 | 107.6 | 146 | 155.6 | 155.6 | 178.64 | 190.16 | 213.2 | 213.2 | 2861.76
2021-08-10 | 213.2 | 201.68 | 190.16 | 155.6 | 117.2 | 91.92 | 61.84 | 48.72 | 35.6 | 30.48 | 25.36 | 15.12 | 0 | 0 | 0 | 0 | 0 | 0 | 0 | 0 | 0 | 0 | 30.48 | 61.84 | 1279.2
2021-08-11 | 107.6 | 167.12 | 254.24 | 313.92 | 380.8 | 444.64 | 454.4 | 518.24 | 581.92 | 536.32 | 536.32 | 669.6 | 812.16 | 876.48 | 804.16 | 475.52 | 213.2 | 213.2 | 444.64 | 669.6 | 690.4 | 602.72 | 536.32 | 444.64 | 11748.16
2021-08-12 | 346.24 | 281.6 | 201.68 | 99.76 | 25.36 | 0 | 0 | 0 | 76.24 | 254.24 | 454.4 | 602.72 | 690.4 | 791.68 | 876.48 | 892.32 | 884.48 | 876.48 | 876.48 | 804.16 | 728.96 | 720.96 | 602.72 | 444.64 | 11532
2021-08-13 | 380.8 | 454.4 | 518.24 | 581.92 | 633.28 | 728.96 | 804.16 | 812.16 | 817.04 | 934.4 | 975.52 | 993.76 | 975.52 | 934.4 | 876.48 | 876.48 | 884.48 | 876.48 | 876.48 | 926.4 | 939.28 | 975.36 | 990.8 | 975.36 | 19742.16
2021-08-14 | 971.28 | 942.24 | 934.4 | 892.32 | 876.48 | 817.04 | 791.68 | 791.68 | 728.96 | 633.28 | 560 | 454.4 | 401.92 | 362.4 | 362.4 | 401.92 | 380.8 | 313.92 | 226.88 | 178.64 | 167.12 | 190.16 | 213.2 | 240.56 | 12833.68
2021-08-15 | 297.76 | 346.24 | 401.92 | 444.64 | 380.8 | 346.24 | 346.24 | 380.8 | 346.24 | 281.6 | 240.56 | 254.24 | 281.6 | 362.4 | 475.52 | 620.8 | 728.96 | 804.16 | 728.96 | 728.96 | 804.16 | 804.16 | 812.16 | 812.16 | 12031.28
2021-08-16 | 876.48 | 889.36 | 884.48 | 876.48 | 817.04 | 728.96 | 620.8 | 518.24 | 423.84 | 313.92 | 267.92 | 240.56 | 213.2 | 213.2 | 254.24 | 281.6 | 267.92 | 240.56 | 226.88 | 254.24 | 330.08 | 362.4 | 346.24 | 330.08 | 10778.72
2021-08-17 | 362.4 | 330.08 | 380.8 | 444.64 | 497.44 | 454.4 | 423.84 | 620.8 | 728.96 | 791.68 | 791.68 | 804.16 | 804.16 | 804.16 | 804.16 | 817.04 | 876.48 | 876.48 | 812.16 | 728.96 | 791.68 | 817.04 | 728.96 | 791.68 | 16283.84
2021-08-18 | 812.16 | 817.04 | 889.36 | 966.4 | 995.04 | 1006.88 | 1011.36 | 1012 | 1012 | 1012 | 1012 | 1011.2 | 995.04 | 942.24 | 817.04 | 720.96 | 581.92 | 444.64 | 313.92 | 240.56 | 190.16 | 136.4 | 99.76 | 76.24 | 17116.32
2021-08-19 | 68.4 | 61.84 | 55.28 | 55.28 | 48.72 | 25.36 | 0 | 0 | 0 | 0 | 0 | 0 | 0 | 0 | 0 | 0 | 20.24 | 48.72 | 76.24 | 99.76 | 107.6 | 91.92 | 91.92 | 99.76 | 951.04
2021-08-20 | 107.6 | 126.8 | 146 | 155.6 | 178.64 | 201.68 | 201.68 | 201.68 | 213.2 | 213.2 | 226.88 | 254.24 | 281.6 | 330.08 | 380.8 | 454.4 | 497.44 | 560 | 633.28 | 690.4 | 728.96 | 690.4 | 633.28 | 669.6 | 8777.44
2021-08-21 | 720.96 | 728.96 | 720.96 | 602.72 | 444.64 | 313.92 | 201.68 | 107.6 | 61.84 | 42.16 | 25.36 | 10 | 0 | 0 | 0 | 0 | 0 | 0 | 0 | 0 | 0 | 0 | 0 | 0 | 3980.8
2021-08-22 | 0 | 0 | 25.36 | 35.6 | 42.16 | 48.72 | 48.72 | 25.36 | 0 | 0 | 0 | 0 | 0 | 0 | 0 | 0 | 0 | 0 | 0 | 0 | 0 | 0 | 0 | 20.24 | 246.16
2021-08-23 | 15.12 | 0 | 0 | 10 | 20.24 | 10 | 0 | 0 | 0 | 0 | 0 | 0 | 0 | 0 | 0 | 0 | 0 | 0 | 0 | 15.12 | 30.48 | 25.36 | 0 | 0 | 126.32
2021-08-24 | 0 | 0 | 0 | 0 | 0 | 0 | 0 | 0 | 0 | 0 | 0 | 0 | 0 | 0 | 0 | 25.36 | 61.84 | 99.76 | 136.4 | 126.8 | 84.08 | 30.48 | 0 | 10 | 574.72
2021-08-25 | 35.6 | 76.24 | 136.4 | 213.2 | 281.6 | 346.24 | 297.76 | 267.92 | 346.24 | 401.92 | 362.4 | 330.08 | 297.76 | 267.92 | 267.92 | 281.6 | 313.92 | 313.92 | 281.6 | 254.24 | 254.24 | 226.88 | 190.16 | 146 | 6191.76
2021-08-26 | 117.2 | 99.76 | 84.08 | 76.24 | 76.24 | 91.92 | 91.92 | 76.24 | 68.4 | 55.28 | 42.16 | 25.36 | 20.24 | 15.12 | 15.12 | 30.48 | 61.84 | 91.92 | 136.4 | 155.6 | 136.4 | 91.92 | 48.72 | 20.24 | 1728.8
2021-08-27 | 0 | 0 | 0 | 0 | 0 | 0 | 0 | 0 | 0 | 10 | 0 | 0 | 0 | 0 | 0 | 0 | 10 | 15.12 | 30.48 | 48.72 | 48.72 | 48.72 | 42.16 | 30.48 | 284.4
2021-08-28 | 15.12 | 0 | 0 | 0 | 0 | 0 | 0 | 0 | 0 | 0 | 0 | 0 | 0 | 0 | 0 | 30.48 | 61.84 | 91.92 | 117.2 | 126.8 | 167.12 | 254.24 | 313.92 | 313.92 | 1492.56
2021-08-29 | 313.92 | 297.76 | 297.76 | 267.92 | 226.88 | 201.68 | 146 | 117.2 | 91.92 | 84.08 | 91.92 | 99.76 | 117.2 | 126.8 | 126.8 | 126.8 | 126.8 | 136.4 | 136.4 | 136.4 | 126.8 | 107.6 | 84.08 | 61.84 | 3650.72
2021-08-30 | 48.72 | 42.16 | 42.16 | 48.72 | 68.4 | 84.08 | 99.76 | 117.2 | 136.4 | 136.4 | 136.4 | 126.8 | 107.6 | 107.6 | 117.2 | 126.8 | 146 | 167.12 | 190.16 | 213.2 | 201.68 | 146 | 99.76 | 68.4 | 2778.72
2021-08-31 | 68.4 | 91.92 | 126.8 | 167.12 | 201.68 | 240.56 | 240.56 | 240.56 | 240.56 | 201.68 | 167.12 | 146 | 136.4 | 136.4 | 136.4 | 146 | 155.6 | 178.64 | 240.56 | 313.92 | 362.4 | 362.4 | 313.92 | 254.24 | 4869.84
2021-09-01 | 226.88 | 240.56 | 267.92 | 313.92 | 362.4 | 444.64 | 444.64 | 423.84 | 401.92 | 330.08 | 267.92 | 226.88 | 213.2 | 190.16 | 178.64 | 167.12 | 167.12 | 155.6 | 155.6 | 167.12 | 155.6 | 117.2 | 61.84 | 20.24 | 5701.04
2021-09-02 | 0 | 0 | 0 | 0 | 0 | 0 | 0 | 0 | 0 | 0 | 0 | 0 | 0 | 0 | 0 | 0 | 0 | 0 | 10 | 35.6 | 42.16 | 30.48 | 20.24 | 10 | 148.48
2021-09-03 | 0 | 0 | 0 | 0 | 10 | 0 | 0 | 0 | 0 | 0 | 0 | 0 | 0 | 0 | 10 | 30.48 | 55.28 | 76.24 | 107.6 | 107.6 | 99.76 | 84.08 | 76.24 | 68.4 | 725.68
2021-09-04 | 68.4 | 68.4 | 61.84 | 61.84 | 61.84 | 61.84 | 61.84 | 55.28 | 48.72 | 42.16 | 30.48 | 30.48 | 30.48 | 35.6 | 48.72 | 61.84 | 68.4 | 76.24 | 84.08 | 91.92 | 107.6 | 136.4 | 167.12 | 213.2 | 1774.72
2021-09-05 | 254.24 | 313.92 | 346.24 | 330.08 | 297.76 | 297.76 | 281.6 | 213.2 | 213.2 | 240.56 | 226.88 | 213.2 | 190.16 | 117.2 | 55.28 | 61.84 | 55.28 | 61.84 | 91.92 | 126.8 | 146 | 155.6 | 146 | 136.4 | 4572.96
2021-09-06 | 126.8 | 126.8 | 117.2 | 84.08 | 61.84 | 35.6 | 25.36 | 10 | 20.24 | 30.48 | 42.16 | 61.84 | 91.92 | 136.4 | 167.12 | 178.64 | 190.16 | 240.56 | 380.8 | 423.84 | 454.4 | 518.24 | 536.32 | 536.32 | 4597.12
2021-09-07 | 581.92 | 602.72 | 560 | 518.24 | 401.92 | 330.08 | 240.56 | 155.6 | 240.56 | 297.76 | 281.6 | 240.56 | 201.68 | 167.12 | 126.8 | 76.24 | 25.36 | 0 | 0 | 0 | 0 | 0 | 0 | 0 | 5048.72
2021-09-08 | 0 | 0 | 0 | 0 | 0 | 0 | 0 | 0 | 0 | 0 | 0 | 0 | 0 | 0 | 0 | 0 | 0 | 91.92 | 213.2 | 330.08 | 362.4 | 330.08 | 267.92 | 226.88 | 1822.48
2021-09-09 | 201.68 | 213.2 | 330.08 | 444.64 | 497.44 | 536.32 | 518.24 | 454.4 | 497.44 | 475.52 | 454.4 | 444.64 | 380.8 | 362.4 | 330.08 | 313.92 | 313.92 | 297.76 | 313.92 | 330.08 | 313.92 | 267.92 | 213.2 | 167.12 | 8673.04
2021-09-10 | 126.8 | 68.4 | 30.48 | 0 | 0 | 0 | 0 | 0 | 0 | 0 | 0 | 0 | 0 | 0 | 0 | 0 | 0 | 0 | 0 | 0 | 0 | 0 | 0 | 0 | 225.68
2021-09-11 | 15.12 | 20.24 | 30.48 | 42.16 | 61.84 | 117.2 | 178.64 | 213.2 | 401.92 | 581.92 | 728.96 | 876.48 | 926.4 | 966.4 | 966.4 | 939.28 | 876.48 | 708.48 | 581.92 | 560 | 581.92 | 602.72 | 620.8 | 536.32 | 12135.28
2021-09-12 | 475.52 | 401.92 | 313.92 | 297.76 | 297.76 | 297.76 | 313.92 | 297.76 | 297.76 | 240.56 | 146 | 76.24 | 48.72 | 35.6 | 20.24 | 10 | 0 | 0 | 0 | 0 | 0 | 0 | 0 | 0 | 3571.44
2021-09-13 | 20.24 | 42.16 | 61.84 | 76.24 | 99.76 | 117.2 | 136.4 | 117.2 | 146 | 155.6 | 136.4 | 107.6 | 84.08 | 61.84 | 42.16 | 30.48 | 25.36 | 48.72 | 99.76 | 167.12 | 226.88 | 240.56 | 254.24 | 267.92 | 2765.76
2021-09-14 | 254.24 | 240.56 | 213.2 | 167.12 | 117.2 | 68.4 | 48.72 | 25.36 | 0 | 0 | 0 | 0 | 0 | 0 | 0 | 0 | 0 | 0 | 0 | 0 | 0 | 0 | 0 | 0 | 1134.8
2021-09-15 | 0 | 0 | 0 | 0 | 0 | 0 | 0 | 0 | 0 | 0 | 0 | 0 | 0 | 0 | 0 | 0 | 0 | 0 | 0 | 0 | 0 | 0 | 0 | 48.72 | 48.72
2021-09-16 | 136.4 | 240.56 | 313.92 | 330.08 | 346.24 | 313.92 | 254.24 | 146 | 107.6 | 68.4 | 25.36 | 0 | 0 | 15.12 | 35.6 | 61.84 | 107.6 | 226.88 | 401.92 | 497.44 | 518.24 | 560 | 602.72 | 633.28 | 5943.36
2021-09-17 | 633.28 | 669.6 | 708.48 | 669.6 | 690.4 | 708.48 | 720.96 | 728.96 | 708.48 | 791.68 | 817.04 | 812.16 | 812.16 | 728.96 | 536.32 | 362.4 | 254.24 | 146 | 117.2 | 126.8 | 136.4 | 117.2 | 76.24 | 55.28 | 12128.32
2021-09-18 | 42.16 | 30.48 | 20.24 | 35.6 | 55.28 | 84.08 | 99.76 | 84.08 | 61.84 | 55.28 | 48.72 | 42.16 | 30.48 | 30.48 | 30.48 | 20.24 | 10 | 20.24 | 55.28 | 91.92 | 126.8 | 155.6 | 146 | 117.2 | 1494.4
2021-09-19 | 126.8 | 99.76 | 61.84 | 35.6 | 20.24 | 25.36 | 61.84 | 99.76 | 84.08 | 107.6 | 155.6 | 201.68 | 226.88 | 267.92 | 313.92 | 281.6 | 190.16 | 117.2 | 76.24 | 35.6 | 35.6 | 55.28 | 91.92 | 136.4 | 2908.88
2021-09-20 | 155.6 | 167.12 | 178.64 | 226.88 | 313.92 | 380.8 | 497.44 | 536.32 | 690.4 | 812.16 | 884.48 | 966.4 | 993.76 | 1005.6 | 994.88 | 974.24 | 966.4 | 966.4 | 966.4 | 942.24 | 939.28 | 942.24 | 966.4 | 942.24 | 17410.24
2021-09-21 | 876.48 | 876.48 | 817.04 | 804.16 | 720.96 | 581.92 | 669.6 | 804.16 | 889.36 | 995.04 | 1006.88 | 1011.36 | 1012 | 1012 | 1012 | 1012 | 1012 | 1012 | 1012 | 1012 | 1012 | 1012 | 1012 | 1012 | 22197.44
2021-09-22 | 1012 | 1012 | 1012 | 1012 | 1012 | 1012 | 1012 | 1005.6 | 971.28 | 975.52 | 974.24 | 892.32 | 889.36 | 817.04 | 876.48 | 876.48 | 804.16 | 812.16 | 884.48 | 934.4 | 975.52 | 1011.36 | 1012 | 1012 | 22808.4
2021-09-23 | 1012 | 1012 | 1012 | 1012 | 1012 | 1012 | 1012 | 1012 | 1012 | 1011.36 | 942.24 | 720.96 | 536.32 | 444.64 | 401.92 | 330.08 | 178.64 | 91.92 | 190.16 | 518.24 | 804.16 | 975.52 | 1012 | 1012 | 18278.16
2021-09-24 | 1012 | 1012 | 1012 | 1012 | 1012 | 1012 | 1012 | 1012 | 1012 | 1012 | 1012 | 1012 | 1012 | 1012 | 1012 | 1012 | 1011.2 | 974.24 | 884.48 | 804.16 | 690.4 | 669.6 | 669.6 | 497.44 | 22393.12
2021-09-25 | 380.8 | 401.92 | 362.4 | 346.24 | 330.08 | 380.8 | 401.92 | 401.92 | 423.84 | 444.64 | 560 | 720.96 | 728.96 | 708.48 | 581.92 | 444.64 | 346.24 | 313.92 | 330.08 | 346.24 | 423.84 | 518.24 | 633.28 | 804.16 | 11335.52
2021-09-26 | 804.16 | 791.68 | 708.48 | 791.68 | 812.16 | 812.16 | 804.16 | 804.16 | 791.68 | 884.48 | 975.52 | 995.04 | 1005.6 | 994.88 | 942.24 | 884.48 | 728.96 | 690.4 | 620.8 | 380.8 | 146 | 35.6 | 10 | 84.08 | 16499.2
2021-09-27 | 297.76 | 401.92 | 401.92 | 267.92 | 117.2 | 48.72 | 10 | 0 | 15.12 | 126.8 | 330.08 | 423.84 | 475.52 | 560 | 804.16 | 939.28 | 994.88 | 1006.72 | 990.8 | 939.28 | 884.48 | 817.04 | 812.16 | 804.16 | 12469.76
2021-09-28 | 804.16 | 812.16 | 876.48 | 884.48 | 876.48 | 876.48 | 817.04 | 817.04 | 817.04 | 892.32 | 892.32 | 884.48 | 876.48 | 812.16 | 708.48 | 497.44 | 346.24 | 267.92 | 136.4 | 107.6 | 136.4 | 155.6 | 146 | 146 | 14587.2
2021-09-29 | 155.6 | 155.6 | 155.6 | 267.92 | 475.52 | 633.28 | 728.96 | 728.96 | 690.4 | 812.16 | 804.16 | 728.96 | 728.96 | 720.96 | 708.48 | 620.8 | 423.84 | 346.24 | 401.92 | 380.8 | 267.92 | 155.6 | 117.2 | 117.2 | 11327.04
2021-09-30 | 155.6 | 254.24 | 401.92 | 620.8 | 884.48 | 994.88 | 1011.36 | 1012 | 1006.88 | 939.28 | 728.96 | 633.28 | 620.8 | 690.4 | 804.16 | 817.04 | 884.48 | 876.48 | 804.16 | 620.8 | 444.64 | 313.92 | 178.64 | 76.24 | 15775.44
2021-10-01 | 0 | 0 | 48.72 | 178.64 | 423.84 | 633.28 | 620.8 | 602.72 | 1006.88 | 1012 | 1012 | 1012 | 1012 | 1012 | 1012 | 1012 | 1012 | 1012 | 1012 | 1012 | 1012 | 1012 | 1012 | 1011.2 | 18694.08
2021-10-02 | 1006.88 | 990.8 | 934.4 | 926.4 | 934.4 | 934.4 | 939.28 | 926.4 | 884.48 | 926.4 | 812.16 | 728.96 | 934.4 | 1011.2 | 1012 | 1012 | 1012 | 990.8 | 812.16 | 518.24 | 254.24 | 91.92 | 20.24 | 91.92 | 18706.08
2021-10-03 | 401.92 | 728.96 | 892.32 | 942.24 | 942.24 | 966.4 | 966.4 | 934.4 | 892.32 | 974.24 | 1006.88 | 1012 | 1012 | 1012 | 1012 | 1012 | 1012 | 1012 | 1012 | 1012 | 1012 | 1012 | 1011.36 | 1006.88 | 22798.56
2021-10-04 | 1005.6 | 994.88 | 975.52 | 892.32 | 812.16 | 804.16 | 720.96 | 620.8 | 497.44 | 475.52 | 454.4 | 401.92 | 330.08 | 254.24 | 201.68 | 126.8 | 61.84 | 42.16 | 30.48 | 25.36 | 25.36 | 35.6 | 42.16 | 35.6 | 9867.04
2021-10-05 | 35.6 | 35.6 | 61.84 | 117.2 | 155.6 | 213.2 | 346.24 | 423.84 | 454.4 | 581.92 | 720.96 | 804.16 | 884.48 | 939.28 | 974.24 | 974.24 | 942.24 | 934.4 | 939.28 | 926.4 | 876.48 | 812.16 | 791.68 | 804.16 | 14749.6
2021-10-06 | 791.68 | 728.96 | 690.4 | 602.72 | 475.52 | 362.4 | 240.56 | 136.4 | 68.4 | 10 | 0 | 0 | 0 | 0 | 15.12 | 68.4 | 178.64 | 423.84 | 633.28 | 791.68 | 926.4 | 975.36 | 990.8 | 966.4 | 10076.96
2021-10-07 | 926.4 | 889.36 | 817.04 | 812.16 | 884.48 | 892.32 | 974.24 | 971.28 | 817.04 | 804.16 | 728.96 | 812.16 | 876.48 | 876.48 | 812.16 | 728.96 | 728.96 | 669.6 | 708.48 | 728.96 | 708.48 | 633.28 | 581.92 | 475.52 | 18858.88
2021-10-08 | 281.6 | 136.4 | 84.08 | 61.84 | 10 | 0 | 0 | 0 | 48.72 | 55.28 | 48.72 | 68.4 | 117.2 | 178.64 | 240.56 | 281.6 | 267.92 | 240.56 | 267.92 | 297.76 | 362.4 | 475.52 | 518.24 | 536.32 | 4579.68
2021-10-09 | 560 | 602.72 | 602.72 | 602.72 | 602.72 | 581.92 | 690.4 | 884.48 | 892.32 | 804.16 | 690.4 | 633.28 | 454.4 | 346.24 | 313.92 | 281.6 | 267.92 | 297.76 | 423.84 | 518.24 | 560 | 560 | 581.92 | 620.8 | 13374.48
2021-10-10 | 633.28 | 669.6 | 690.4 | 708.48 | 720.96 | 812.16 | 889.36 | 974.24 | 1006.72 | 1011.36 | 1012 | 1012 | 1012 | 1012 | 1012 | 1012 | 1012 | 1012 | 1012 | 1012 | 1006.88 | 974.24 | 926.4 | 884.48 | 22028.56
2021-10-11 | 812.16 | 728.96 | 728.96 | 728.96 | 708.48 | 708.48 | 708.48 | 690.4 | 633.28 | 720.96 | 804.16 | 817.04 | 804.16 | 708.48 | 690.4 | 633.28 | 497.44 | 423.84 | 380.8 | 226.88 | 91.92 | 10 | 0 | 0 | 13257.52
2021-10-12 | 68.4 | 167.12 | 240.56 | 201.68 | 117.2 | 55.28 | 10 | 0 | 0 | 0 | 0 | 0 | 0 | 0 | 0 | 0 | 0 | 0 | 10 | 42.16 | 91.92 | 190.16 | 330.08 | 497.44 | 2022
2021-10-13 | 708.48 | 934.4 | 975.36 | 975.36 | 974.24 | 971.28 | 975.36 | 975.36 | 966.4 | 939.28 | 971.28 | 975.52 | 993.76 | 975.52 | 974.24 | 939.28 | 975.36 | 990.8 | 990.8 | 1005.6 | 1006.88 | 1006.88 | 995.04 | 1006.72 | 23203.2
2021-10-14 | 1006.88 | 1011.2 | 1011.36 | 1011.36 | 1012 | 1012 | 1012 | 1012 | 1012 | 1012 | 1012 | 1012 | 1012 | 1012 | 1012 | 1012 | 1012 | 1011.36 | 1006.88 | 1006.88 | 1006.88 | 1006.88 | 995.04 | 966.4 | 24197.12
2021-10-15 | 876.48 | 804.16 | 720.96 | 669.6 | 633.28 | 633.28 | 620.8 | 620.8 | 560 | 497.44 | 518.24 | 620.8 | 690.4 | 728.96 | 728.96 | 728.96 | 708.48 | 690.4 | 669.6 | 633.28 | 620.8 | 602.72 | 581.92 | 560 | 15720.32
2021-10-16 | 536.32 | 518.24 | 518.24 | 475.52 | 423.84 | 380.8 | 380.8 | 380.8 | 330.08 | 281.6 | 281.6 | 226.88 | 155.6 | 91.92 | 25.36 | 0 | 0 | 0 | 0 | 0 | 0 | 20.24 | 55.28 | 126.8 | 5209.92
2021-10-17 | 201.68 | 240.56 | 281.6 | 362.4 | 454.4 | 620.8 | 791.68 | 889.36 | 892.32 | 884.48 | 804.16 | 791.68 | 812.16 | 804.16 | 791.68 | 791.68 | 804.16 | 812.16 | 812.16 | 884.48 | 884.48 | 889.36 | 884.48 | 876.48 | 17262.56
2021-10-18 | 817.04 | 817.04 | 804.16 | 728.96 | 720.96 | 720.96 | 690.4 | 536.32 | 401.92 | 362.4 | 444.64 | 669.6 | 926.4 | 926.4 | 971.28 | 975.52 | 994.88 | 990.8 | 817.04 | 817.04 | 804.16 | 720.96 | 669.6 | 708.48 | 18036.96
2021-10-19 | 720.96 | 690.4 | 633.28 | 669.6 | 728.96 | 690.4 | 633.28 | 620.8 | 423.84 | 281.6 | 167.12 | 107.6 | 155.6 | 155.6 | 61.84 | 76.24 | 267.92 | 728.96 | 1006.88 | 1012 | 1006.88 | 990.8 | 939.28 | 939.28 | 13709.12
2021-10-20 | 1006.72 | 1012 | 1012 | 1012 | 1012 | 1012 | 1012 | 1012 | 1012 | 1012 | 1012 | 1006.88 | 934.4 | 974.24 | 975.52 | 995.04 | 995.04 | 1005.6 | 1005.6 | 993.76 | 974.24 | 975.52 | 1011.36 | 1012 | 23985.92
2021-10-21 | 1012 | 1012 | 1012 | 1012 | 1012 | 1012 | 1012 | 1011.36 | 1006.88 | 975.52 | 995.04 | 1006.88 | 1012 | 1012 | 1012 | 1012 | 1012 | 1012 | 1012 | 1012 | 1012 | 1012 | 1012 | 1012 | 24223.68
2021-10-22 | 1012 | 1012 | 1012 | 1012 | 1012 | 1006.72 | 990.8 | 942.24 | 812.16 | 620.8 | 620.8 | 560 | 475.52 | 401.92 | 281.6 | 178.64 | 126.8 | 91.92 | 55.28 | 35.6 | 25.36 | 42.16 | 117.2 | 226.88 | 12672.4
2021-10-23 | 330.08 | 380.8 | 423.84 | 497.44 | 602.72 | 708.48 | 791.68 | 804.16 | 892.32 | 971.28 | 995.04 | 993.76 | 994.88 | 1005.6 | 1006.72 | 1006.88 | 1011.2 | 1011.2 | 1011.36 | 1011.36 | 1011.36 | 1012 | 1012 | 1012 | 20498.16
2021-10-24 | 1011.36 | 1006.88 | 1005.6 | 1006.88 | 993.76 | 889.36 | 791.68 | 728.96 | 720.96 | 633.28 | 633.28 | 804.16 | 817.04 | 812.16 | 804.16 | 804.16 | 817.04 | 889.36 | 892.32 | 892.32 | 876.48 | 812.16 | 720.96 | 602.72 | 19967.04
2021-10-25 | 536.32 | 720.96 | 812.16 | 884.48 | 934.4 | 934.4 | 966.4 | 975.36 | 994.88 | 1006.72 | 1011.36 | 1011.36 | 1011.36 | 1012 | 1011.36 | 1006.88 | 993.76 | 966.4 | 812.16 | 720.96 | 720.96 | 720.96 | 708.48 | 690.4 | 21164.48
2021-10-26 | 669.6 | 620.8 | 536.32 | 497.44 | 454.4 | 444.64 | 497.44 | 581.92 | 720.96 | 966.4 | 990.8 | 994.88 | 1006.88 | 1011.36 | 1011.36 | 1012 | 1012 | 1011.36 | 1006.72 | 971.28 | 971.28 | 971.28 | 934.4 | 812.16 | 19707.68
2021-10-27 | 620.8 | 423.84 | 380.8 | 423.84 | 560 | 708.48 | 804.16 | 817.04 | 812.16 | 728.96 | 728.96 | 669.6 | 633.28 | 581.92 | 518.24 | 560 | 401.92 | 281.6 | 254.24 | 297.76 | 313.92 | 281.6 | 297.76 | 267.92 | 12368.8
2021-10-28 | 240.56 | 254.24 | 297.76 | 362.4 | 313.92 | 362.4 | 401.92 | 401.92 | 362.4 | 297.76 | 226.88 | 126.8 | 61.84 | 61.84 | 68.4 | 84.08 | 107.6 | 146 | 167.12 | 136.4 | 107.6 | 68.4 | 55.28 | 30.48 | 4744
2021-10-29 | 0 | 0 | 0 | 0 | 0 | 0 | 0 | 0 | 0 | 15.12 | 25.36 | 48.72 | 76.24 | 178.64 | 401.92 | 633.28 | 804.16 | 804.16 | 669.6 | 560 | 669.6 | 791.68 | 728.96 | 690.4 | 7097.84
2021-10-30 | 518.24 | 346.24 | 401.92 | 444.64 | 602.72 | 876.48 | 1005.6 | 1012 | 1012 | 1006.72 | 804.16 | 536.32 | 346.24 | 226.88 | 201.68 | 267.92 | 454.4 | 633.28 | 728.96 | 804.16 | 876.48 | 876.48 | 817.04 | 812.16 | 15612.72
2021-10-31 | 804.16 | 690.4 | 497.44 | 313.92 | 146 | 55.28 | 42.16 | 136.4 | 346.24 | 518.24 | 708.48 | 974.24 | 1012 | 1012 | 1012 | 1012 | 1012 | 1012 | 1012 | 942.24 | 380.8 | 25.36 | 0 | 0 | 13665.36
2021-11-01 | 0 | 0 | 0 | 0 | 0 | 48.72 | 178.64 | 380.8 | 669.6 | 812.16 | 934.4 | 994.88 | 1011.36 | 1012 | 1012 | 1012 | 1012 | 1012 | 1011.36 | 1011.36 | 1006.88 | 993.76 | 971.28 | 966.4 | 16051.6
2021-11-02 | 889.36 | 804.16 | 690.4 | 633.28 | 602.72 | 581.92 | 560 | 581.92 | 536.32 | 444.64 | 380.8 | 380.8 | 380.8 | 362.4 | 362.4 | 423.84 | 475.52 | 497.44 | 536.32 | 581.92 | 560 | 560 | 602.72 | 633.28 | 13062.96
2021-11-03 | 690.4 | 728.96 | 791.68 | 817.04 | 889.36 | 966.4 | 974.24 | 971.28 | 966.4 | 966.4 | 993.76 | 995.04 | 1006.88 | 1006.88 | 1006.88 | 1006.88 | 1006.88 | 1006.88 | 995.04 | 990.8 | 971.28 | 974.24 | 990.8 | 975.52 | 22689.92
2021-11-04 | 971.28 | 966.4 | 974.24 | 974.24 | 971.28 | 942.24 | 934.4 | 926.4 | 876.48 | 804.16 | 728.96 | 812.16 | 804.16 | 791.68 | 690.4 | 669.6 | 720.96 | 708.48 | 804.16 | 889.36 | 926.4 | 934.4 | 934.4 | 876.48 | 20632.72
2021-11-05 | 804.16 | 817.04 | 884.48 | 876.48 | 728.96 | 720.96 | 708.48 | 690.4 | 690.4 | 633.28 | 720.96 | 812.16 | 892.32 | 942.24 | 966.4 | 939.28 | 892.32 | 876.48 | 812.16 | 728.96 | 720.96 | 728.96 | 720.96 | 728.96 | 19037.76
2021-11-06 | 720.96 | 669.6 | 633.28 | 669.6 | 708.48 | 804.16 | 966.4 | 1006.88 | 1012 | 1012 | 1012 | 1012 | 1012 | 1012 | 1012 | 0 | 0 | 1012 | 1012 | 1012 | 1012 | 1012 | 0 | 0 | 18323.36
2021-11-07 | 0 | 0 | 0 | 0 | 0 | 0 | 0 | 0 | 1012 | 1012 | 1012 | 1012 | 1012 | 1012 | 1012 | 1012 | 1012 | 1012 | 1006.88 | 942.24 | 804.16 | 690.4 | 620.8 | 602.72 | 14787.2
2021-11-08 | 475.52 | 226.88 | 55.28 | 0 | 20.24 | 178.64 | 401.92 | 560 | 690.4 | 690.4 | 669.6 | 708.48 | 812.16 | 966.4 | 975.52 | 995.04 | 1006.88 | 1011.36 | 1006.88 | 975.52 | 889.36 | 889.36 | 926.4 | 1006.72 | 16138.96
2021-11-09 | 1006.88 | 1006.88 | 1006.88 | 995.04 | 942.24 | 884.48 | 812.16 | 876.48 | 926.4 | 990.8 | 1005.6 | 995.04 | 995.04 | 995.04 | 975.52 | 939.28 | 889.36 | 876.48 | 876.48 | 884.48 | 817.04 | 884.48 | 966.4 | 990.8 | 22539.28
2021-11-10 | 974.24 | 942.24 | 939.28 | 942.24 | 926.4 | 876.48 | 876.48 | 817.04 | 804.16 | 720.96 | 633.28 | 708.48 | 791.68 | 804.16 | 892.32 | 971.28 | 994.88 | 1006.88 | 1011.36 | 1012 | 1012 | 1012 | 1012 | 1012 | 21693.84
2021-11-11 | 1012 | 1012 | 1011.36 | 974.24 | 728.96 | 536.32 | 346.24 | 213.2 | 107.6 | 30.48 | 0 | 0 | 15.12 | 178.64 | 454.4 | 690.4 | 817.04 | 926.4 | 971.28 | 994.88 | 1012 | 1012 | 1012 | 1012 | 15068.56
2021-11-12 | 1011.36 | 1011.36 | 994.88 | 889.36 | 728.96 | 690.4 | 602.72 | 536.32 | 475.52 | 423.84 | 330.08 | 213.2 | 178.64 | 178.64 | 178.64 | 107.6 | 25.36 | 42.16 | 107.6 | 226.88 | 297.76 | 362.4 | 380.8 | 401.92 | 10396.4
2021-11-13 | 454.4 | 423.84 | 401.92 | 380.8 | 380.8 | 380.8 | 313.92 | 240.56 | 178.64 | 136.4 | 84.08 | 30.48 | 0 | 0 | 0 | 0 | 0 | 0 | 0 | 61.84 | 146 | 297.76 | 454.4 | 581.92 | 4948.56
2021-11-14 | 633.28 | 669.6 | 690.4 | 633.28 | 633.28 | 690.4 | 720.96 | 728.96 | 728.96 | 728.96 | 876.48 | 728.96 | 560 | 602.72 | 690.4 | 804.16 | 804.16 | 791.68 | 581.92 | 518.24 | 423.84 | 362.4 | 313.92 | 254.24 | 15171.2
2021-11-15 | 281.6 | 362.4 | 380.8 | 330.08 | 297.76 | 362.4 | 346.24 | 281.6 | 254.24 | 240.56 | 178.64 | 146 | 167.12 | 267.92 | 346.24 | 444.64 | 560 | 602.72 | 633.28 | 690.4 | 708.48 | 690.4 | 690.4 | 804.16 | 10068.08
2021-11-16 | 876.48 | 892.32 | 939.28 | 971.28 | 993.76 | 1011.36 | 1012 | 1012 | 1012 | 1012 | 1012 | 1012 | 1012 | 1012 | 1012 | 1011.36 | 1011.36 | 1005.6 | 966.4 | 990.8 | 1006.88 | 1006.88 | 1006.88 | 1006.88 | 23805.52
2021-11-17 | 1006.88 | 1006.88 | 1006.88 | 1006.88 | 1006.72 | 1006.72 | 1006.88 | 994.88 | 990.8 | 994.88 | 994.88 | 1005.6 | 1011.2 | 1011.36 | 1011.36 | 994.88 | 966.4 | 791.68 | 620.8 | 602.72 | 669.6 | 669.6 | 804.16 | 1006.88 | 22189.52
2021-11-18 | 1012 | 1012 | 1012 | 1012 | 1012 | 1012 | 1012 | 1012 | 1012 | 1012 | 1012 | 1012 | 1012 | 1012 | 1012 | 1012 | 1012 | 1012 | 1012 | 1012 | 1012 | 1012 | 1012 | 1012 | 24288
2021-11-19 | 1012 | 1012 | 1012 | 1012 | 1012 | 1012 | 1012 | 1012 | 995.04 | 939.28 | 966.4 | 975.36 | 1006.88 | 1011.36 | 1012 | 1012 | 1012 | 1012 | 1012 | 1012 | 1012 | 1012 | 1012 | 1012 | 24110.32
2021-11-20 | 1012 | 1011.36 | 1011.36 | 1011.36 | 1012 | 1011.36 | 966.4 | 812.16 | 791.68 | 728.96 | 812.16 | 975.52 | 1011.36 | 1012 | 1012 | 1012 | 1012 | 1012 | 1012 | 1012 | 1012 | 1012 | 1012 | 1012 | 23299.68
2021-11-21 | 1012 | 1012 | 1012 | 1011.36 | 1011.36 | 1006.88 | 1006.88 | 995.04 | 994.88 | 993.76 | 995.04 | 975.52 | 966.4 | 884.48 | 812.16 | 728.96 | 708.48 | 669.6 | 633.28 | 620.8 | 602.72 | 602.72 | 560 | 620.8 | 20437.12
2021-11-22 | 791.68 | 817.04 | 884.48 | 934.4 | 966.4 | 971.28 | 975.36 | 975.36 | 974.24 | 971.28 | 939.28 | 974.24 | 975.36 | 974.24 | 974.24 | 975.36 | 975.52 | 974.24 | 966.4 | 934.4 | 939.28 | 892.32 | 876.48 | 876.48 | 22509.36
2021-11-23 | 876.48 | 876.48 | 884.48 | 934.4 | 934.4 | 892.32 | 934.4 | 942.24 | 884.48 | 942.24 | 966.4 | 939.28 | 974.24 | 975.52 | 994.88 | 995.04 | 1005.6 | 1006.72 | 1005.6 | 995.04 | 993.76 | 995.04 | 1006.88 | 1011.36 | 22967.28
2021-11-24 | 1011.36 | 1012 | 995.04 | 993.76 | 993.76 | 926.4 | 804.16 | 804.16 | 817.04 | 876.48 | 884.48 | 889.36 | 934.4 | 971.28 | 990.8 | 1006.88 | 1011.36 | 1012 | 1012 | 1012 | 1012 | 1012 | 1012 | 1012 | 23006.72
2021-11-25 | 1012 | 1012 | 1012 | 1012 | 1012 | 1012 | 1005.6 | 975.36 | 934.4 | 817.04 | 728.96 | 791.68 | 876.48 | 876.48 | 876.48 | 817.04 | 812.16 | 934.4 | 995.04 | 1011.2 | 1011.2 | 1005.6 | 1005.6 | 1011.36 | 22558.08
2021-11-26 | 1012 | 1012 | 1012 | 1012 | 1012 | 1012 | 1012 | 1012 | 1012 | 1012 | 1012 | 1012 | 0 | 0 | 0 | 0 | 0 | 0 | 0 | 0 | 0 | 0 | 1012 | 1012 | 14168
2021-11-27 | 1012 | 1012 | 1012 | 1012 | 1012 | 1012 | 1012 | 1012 | 1012 | 1012 | 1012 | 1012 | 1011.36 | 1006.88 | 995.04 | 990.8 | 975.52 | 942.24 | 892.32 | 876.48 | 804.16 | 720.96 | 620.8 | 497.44 | 22478
2021-11-28 | 380.8 | 267.92 | 190.16 | 167.12 | 178.64 | 190.16 | 213.2 | 297.76 | 454.4 | 560 | 620.8 | 669.6 | 633.28 | 581.92 | 602.72 | 581.92 | 518.24 | 401.92 | 267.92 | 155.6 | 68.4 | 15.12 | 0 | 15.12 | 8032.72
2021-11-29 | 48.72 | 76.24 | 107.6 | 146 | 201.68 | 297.76 | 444.64 | 633.28 | 876.48 | 975.52 | 1006.88 | 1012 | 1012 | 1012 | 1012 | 1012 | 1012 | 1012 | 1012 | 1011.2 | 993.76 | 939.28 | 812.16 | 791.68 | 17458.88
2021-11-30 | 720.96 | 669.6 | 690.4 | 581.92 | 454.4 | 297.76 | 107.6 | 20.24 | 0 | 0 | 0 | 0 | 0 | 0 | 0 | 0 | 0 | 0 | 0 | 20.24 | 35.6 | 84.08 | 201.68 | 380.8 | 4265.28
2021-12-01 | 560 | 690.4 | 817.04 | 939.28 | 975.36 | 993.76 | 995.04 | 1006.88 | 1005.6 | 1005.6 | 1006.88 | 1011.2 | 1011.36 | 1011.36 | 1012 | 1012 | 1012 | 1012 | 1012 | 1012 | 1012 | 1012 | 1012 | 1012 | 23149.76
2021-12-02 | 1012 | 1012 | 1012 | 1012 | 1012 | 1012 | 1006.88 | 993.76 | 942.24 | 804.16 | 518.24 | 297.76 | 226.88 | 201.68 | 226.88 | 240.56 | 240.56 | 267.92 | 254.24 | 346.24 | 475.52 | 669.6 | 812.16 | 971.28 | 15568.56
2021-12-03 | 942.24 | 971.28 | 995.04 | 1011.36 | 1011.36 | 1006.72 | 995.04 | 1006.88 | 1006.88 | 1011.36 | 1011.36 | 1011.36 | 995.04 | 942.24 | 876.48 | 690.4 | 497.44 | 401.92 | 346.24 | 190.16 | 136.4 | 201.68 | 240.56 | 190.16 | 17689.6
2021-12-04 | 107.6 | 99.76 | 84.08 | 42.16 | 30.48 | 55.28 | 117.2 | 240.56 | 401.92 | 728.96 | 990.8 | 1012 | 1012 | 1012 | 1012 | 1012 | 1012 | 1012 | 1012 | 1012 | 1012 | 1012 | 1012 | 1012 | 16054.8
2021-12-05 | 1012 | 1012 | 1012 | 1012 | 1012 | 1012 | 1011.36 | 995.04 | 974.24 | 926.4 | 804.16 | 620.8 | 444.64 | 313.92 | 254.24 | 167.12 | 76.24 | 0 | 0 | 0 | 20.24 | 126.8 | 297.76 | 536.32 | 13641.28
2021-12-06 | 728.96 | 876.48 | 966.4 | 990.8 | 1006.88 | 1012 | 1012 | 1012 | 1012 | 1012 | 1006.72 | 971.28 | 876.48 | 876.48 | 817.04 | 817.04 | 876.48 | 889.36 | 942.24 | 971.28 | 994.88 | 1006.72 | 995.04 | 990.8 | 22661.36
2021-12-07 | 975.36 | 966.4 | 892.32 | 804.16 | 581.92 | 362.4 | 146 | 20.24 | 35.6 | 201.68 | 423.84 | 690.4 | 884.48 | 975.52 | 1011.36 | 1012 | 1012 | 1012 | 1012 | 1012 | 1012 | 1012 | 1012 | 1012 | 18079.68
2021-12-08 | 1012 | 1012 | 1012 | 1011.36 | 993.76 | 939.28 | 974.24 | 995.04 | 995.04 | 995.04 | 975.52 | 942.24 | 884.48 | 804.16 | 708.48 | 602.72 | 454.4 | 313.92 | 226.88 | 190.16 | 178.64 | 178.64 | 190.16 | 190.16 | 16780.32
2021-12-09 | 167.12 | 126.8 | 136.4 | 240.56 | 346.24 | 330.08 | 254.24 | 201.68 | 190.16 | 201.68 | 213.2 | 240.56 | 281.6 | 267.92 | 267.92 | 346.24 | 475.52 | 602.72 | 720.96 | 791.68 | 728.96 | 633.28 | 620.8 | 720.96 | 9107.28
2021-12-10 | 804.16 | 804.16 | 812.16 | 812.16 | 812.16 | 876.48 | 892.32 | 812.16 | 728.96 | 728.96 | 669.6 | 620.8 | 581.92 | 560 | 581.92 | 633.28 | 690.4 | 669.6 | 633.28 | 669.6 | 708.48 | 728.96 | 708.48 | 669.6 | 17209.6
2021-12-11 | 602.72 | 602.72 | 518.24 | 454.4 | 346.24 | 330.08 | 444.64 | 560 | 690.4 | 804.16 | 876.48 | 884.48 | 990.8 | 990.8 | 994.88 | 939.28 | 804.16 | 633.28 | 602.72 | 581.92 | 560 | 581.92 | 581.92 | 560 | 15936.24
2021-12-12 | 560 | 620.8 | 620.8 | 581.92 | 560 | 581.92 | 581.92 | 536.32 | 497.44 | 497.44 | 444.64 | 346.24 | 267.92 | 201.68 | 201.68 | 226.88 | 313.92 | 581.92 | 939.28 | 1011.36 | 1006.88 | 1012 | 1012 | 1012 | 14216.96
2021-12-13 | 1012 | 1012 | 1012 | 1012 | 1012 | 1012 | 1012 | 1012 | 1011.36 | 990.8 | 884.48 | 812.16 | 804.16 | 876.48 | 889.36 | 939.28 | 966.4 | 942.24 | 892.32 | 892.32 | 817.04 | 791.68 | 817.04 | 876.48 | 22299.6
2021-12-14 | 804.16 | 876.48 | 942.24 | 993.76 | 1005.6 | 1011.36 | 1012 | 1012 | 1012 | 1012 | 1012 | 1012 | 1012 | 1012 | 1012 | 1012 | 1012 | 1012 | 1012 | 1012 | 1012 | 1012 | 1012 | 1012 | 23849.6
2021-12-15 | 1012 | 1012 | 1012 | 1012 | 1012 | 1012 | 1012 | 1011.36 | 1006.88 | 1006.88 | 1011.36 | 1012 | 1012 | 1011.36 | 1006.88 | 995.04 | 974.24 | 926.4 | 876.48 | 804.16 | 728.96 | 633.28 | 475.52 | 401.92 | 21978.72
2021-12-16 | 313.92 | 226.88 | 155.6 | 126.8 | 136.4 | 240.56 | 423.84 | 581.92 | 728.96 | 812.16 | 804.16 | 791.68 | 791.68 | 804.16 | 791.68 | 804.16 | 791.68 | 728.96 | 720.96 | 720.96 | 728.96 | 720.96 | 669.6 | 581.92 | 14198.56
2021-12-17 | 518.24 | 454.4 | 362.4 | 313.92 | 254.24 | 190.16 | 146 | 117.2 | 91.92 | 76.24 | 55.28 | 42.16 | 30.48 | 25.36 | 10 | 0 | 0 | 0 | 0 | 0 | 0 | 0 | 0 | 15.12 | 2703.12
2021-12-18 | 35.6 | 48.72 | 55.28 | 55.28 | 48.72 | 42.16 | 48.72 | 61.84 | 91.92 | 126.8 | 167.12 | 213.2 | 240.56 | 240.56 | 226.88 | 213.2 | 167.12 | 117.2 | 91.92 | 61.84 | 42.16 | 55.28 | 84.08 | 107.6 | 2643.76
2021-12-19 | 126.8 | 126.8 | 117.2 | 99.76 | 84.08 | 68.4 | 55.28 | 35.6 | 25.36 | 10 | 0 | 0 | 0 | 0 | 20.24 | 35.6 | 48.72 | 61.84 | 76.24 | 91.92 | 99.76 | 91.92 | 76.24 | 61.84 | 1413.6
2021-12-20 | 35.6 | 10 | 0 | 0 | 0 | 0 | 0 | 0 | 0 | 0 | 0 | 0 | 0 | 0 | 0 | 0 | 0 | 0 | 0 | 0 | 0 | 0 | 0 | 0 | 45.6
2021-12-21 | 0 | 0 | 15.12 | 25.36 | 20.24 | 15.12 | 10 | 0 | 0 | 0 | 0 | 0 | 0 | 0 | 0 | 0 | 0 | 0 | 0 | 0 | 0 | 0 | 0 | 0 | 85.84
2021-12-22 | 0 | 0 | 0 | 0 | 0 | 0 | 0 | 0 | 0 | 0 | 0 | 0 | 0 | 0 | 0 | 0 | 0 | 0 | 0 | 0 | 0 | 0 | 0 | 0 | 0
2021-12-23 | 0 | 0 | 48.72 | 91.92 | 155.6 | 240.56 | 330.08 | 380.8 | 475.52 | 581.92 | 690.4 | 728.96 | 791.68 | 812.16 | 884.48 | 892.32 | 942.24 | 966.4 | 876.48 | 728.96 | 669.6 | 633.28 | 690.4 | 728.96 | 13341.44
2021-12-24 | 728.96 | 728.96 | 728.96 | 728.96 | 708.48 | 728.96 | 804.16 | 876.48 | 892.32 | 974.24 | 975.36 | 971.28 | 934.4 | 939.28 | 966.4 | 975.36 | 975.52 | 990.8 | 975.52 | 975.36 | 974.24 | 966.4 | 966.4 | 939.28 | 21426.08
2021-12-25 | 934.4 | 926.4 | 892.32 | 889.36 | 889.36 | 892.32 | 926.4 | 934.4 | 939.28 | 942.24 | 939.28 | 926.4 | 926.4 | 934.4 | 966.4 | 975.52 | 990.8 | 990.8 | 990.8 | 993.76 | 995.04 | 995.04 | 1006.72 | 1006.88 | 22804.72
2021-12-26 | 1006.88 | 1006.88 | 1006.88 | 1006.72 | 995.04 | 995.04 | 1005.6 | 1005.6 | 1006.72 | 1006.72 | 1011.36 | 1011.36 | 1011.36 | 1011.36 | 1011.2 | 1011.2 | 1011.2 | 1006.88 | 1006.72 | 1006.88 | 994.88 | 990.8 | 975.52 | 974.24 | 24077.04
2021-12-27 | 966.4 | 939.28 | 892.32 | 876.48 | 804.16 | 690.4 | 560 | 454.4 | 362.4 | 281.6 | 240.56 | 213.2 | 167.12 | 136.4 | 126.8 | 107.6 | 107.6 | 99.76 | 76.24 | 48.72 | 20.24 | 0 | 0 | 0 | 8171.68
2021-12-28 | 0 | 0 | 0 | 0 | 0 | 0 | 0 | 0 | 0 | 0 | 0 | 0 | 0 | 0 | 0 | 0 | 20.24 | 55.28 | 76.24 | 84.08 | 117.2 | 99.76 | 61.84 | 68.4 | 583.04
2021-12-29 | 68.4 | 35.6 | 61.84 | 68.4 | 91.92 | 213.2 | 380.8 | 454.4 | 581.92 | 720.96 | 884.48 | 975.52 | 993.76 | 892.32 | 791.68 | 581.92 | 720.96 | 1012 | 1012 | 1012 | 1012 | 1012 | 1012 | 1012 | 15602.08
2021-12-30 | 1012 | 1012 | 1012 | 1012 | 1011.36 | 1006.88 | 990.8 | 974.24 | 994.88 | 995.04 | 1006.72 | 1006.72 | 1006.72 | 995.04 | 994.88 | 1005.6 | 1011.36 | 1011.2 | 995.04 | 975.36 | 942.24 | 876.48 | 720.96 | 620.8 | 23190.32
2021-12-31 | 633.28 | 581.92 | 633.28 | 620.8 | 581.92 | 475.52 | 380.8 | 313.92 | 267.92 | 213.2 | 167.12 | 146 | 146 | 76.24 | 42.16 | 25.36 | 42.16 | 42.16 | 99.76 | 126.8 | 126.8 | 167.12 | 213.2 | 281.6 | 6405.04

## Grid scaled
DATE AND TIME | 0:00 | 1:00 | 2:00 | 3:00 | 4:00 | 5:00 | 6:00 | 7:00 | 8:00 | 9:00 | 10:00 | 11:00 | 12:00 | 13:00 | 14:00 | 15:00 | 16:00 | 17:00 | 18:00 | 19:00 | 20:00 | 21:00 | 22:00 | 23:00 | Total
2021-01-01 | 1000 | 1000 | 1000 | 1000 | 1000 | 1000 | 1000 | 1000 | 1000 | 1000 | 1000 | 1000 | 1000 | 1000 | 1000 | 1000 | 1000 | 1000 | 1000 | 1000 | 1000 | 1000 | 1000 | 1000 | 24000
2021-01-02 | 1000 | 1000 | 1000 | 1000 | 1000 | 1000 | 1000 | 1000 | 1000 | 1000 | 1000 | 1000 | 1000 | 1000 | 1000 | 1000 | 1000 | 1000 | 1000 | 1000 | 1000 | 1000 | 1000 | 1000 | 24000 | Total kWhs | 8760000
2021-01-03 | 1000 | 1000 | 1000 | 1000 | 1000 | 1000 | 1000 | 1000 | 1000 | 1000 | 1000 | 1000 | 1000 | 1000 | 1000 | 1000 | 1000 | 1000 | 1000 | 1000 | 1000 | 1000 | 1000 | 1000 | 24000 | Total GWhs | 8.76
2021-01-04 | 1000 | 1000 | 1000 | 1000 | 1000 | 1000 | 1000 | 1000 | 1000 | 1000 | 1000 | 1000 | 1000 | 1000 | 1000 | 1000 | 1000 | 1000 | 1000 | 1000 | 1000 | 1000 | 1000 | 1000 | 24000
2021-01-05 | 1000 | 1000 | 1000 | 1000 | 1000 | 1000 | 1000 | 1000 | 1000 | 1000 | 1000 | 1000 | 1000 | 1000 | 1000 | 1000 | 1000 | 1000 | 1000 | 1000 | 1000 | 1000 | 1000 | 1000 | 24000
2021-01-06 | 1000 | 1000 | 1000 | 1000 | 1000 | 1000 | 1000 | 1000 | 1000 | 1000 | 1000 | 1000 | 1000 | 1000 | 1000 | 1000 | 1000 | 1000 | 1000 | 1000 | 1000 | 1000 | 1000 | 1000 | 24000 | Max daily | 24000 | kWh
2021-01-07 | 1000 | 1000 | 1000 | 1000 | 1000 | 1000 | 1000 | 1000 | 1000 | 1000 | 1000 | 1000 | 1000 | 1000 | 1000 | 1000 | 1000 | 1000 | 1000 | 1000 | 1000 | 1000 | 1000 | 1000 | 24000 | Min daily | 24000
2021-01-08 | 1000 | 1000 | 1000 | 1000 | 1000 | 1000 | 1000 | 1000 | 1000 | 1000 | 1000 | 1000 | 1000 | 1000 | 1000 | 1000 | 1000 | 1000 | 1000 | 1000 | 1000 | 1000 | 1000 | 1000 | 24000
2021-01-09 | 1000 | 1000 | 1000 | 1000 | 1000 | 1000 | 1000 | 1000 | 1000 | 1000 | 1000 | 1000 | 1000 | 1000 | 1000 | 1000 | 1000 | 1000 | 1000 | 1000 | 1000 | 1000 | 1000 | 1000 | 24000
2021-01-10 | 1000 | 1000 | 1000 | 1000 | 1000 | 1000 | 1000 | 1000 | 1000 | 1000 | 1000 | 1000 | 1000 | 1000 | 1000 | 1000 | 1000 | 1000 | 1000 | 1000 | 1000 | 1000 | 1000 | 1000 | 24000
2021-01-11 | 1000 | 1000 | 1000 | 1000 | 1000 | 1000 | 1000 | 1000 | 1000 | 1000 | 1000 | 1000 | 1000 | 1000 | 1000 | 1000 | 1000 | 1000 | 1000 | 1000 | 1000 | 1000 | 1000 | 1000 | 24000
2021-01-12 | 1000 | 1000 | 1000 | 1000 | 1000 | 1000 | 1000 | 1000 | 1000 | 1000 | 1000 | 1000 | 1000 | 1000 | 1000 | 1000 | 1000 | 1000 | 1000 | 1000 | 1000 | 1000 | 1000 | 1000 | 24000
2021-01-13 | 1000 | 1000 | 1000 | 1000 | 1000 | 1000 | 1000 | 1000 | 1000 | 1000 | 1000 | 1000 | 1000 | 1000 | 1000 | 1000 | 1000 | 1000 | 1000 | 1000 | 1000 | 1000 | 1000 | 1000 | 24000
2021-01-14 | 1000 | 1000 | 1000 | 1000 | 1000 | 1000 | 1000 | 1000 | 1000 | 1000 | 1000 | 1000 | 1000 | 1000 | 1000 | 1000 | 1000 | 1000 | 1000 | 1000 | 1000 | 1000 | 1000 | 1000 | 24000
2021-01-15 | 1000 | 1000 | 1000 | 1000 | 1000 | 1000 | 1000 | 1000 | 1000 | 1000 | 1000 | 1000 | 1000 | 1000 | 1000 | 1000 | 1000 | 1000 | 1000 | 1000 | 1000 | 1000 | 1000 | 1000 | 24000
2021-01-16 | 1000 | 1000 | 1000 | 1000 | 1000 | 1000 | 1000 | 1000 | 1000 | 1000 | 1000 | 1000 | 1000 | 1000 | 1000 | 1000 | 1000 | 1000 | 1000 | 1000 | 1000 | 1000 | 1000 | 1000 | 24000
2021-01-17 | 1000 | 1000 | 1000 | 1000 | 1000 | 1000 | 1000 | 1000 | 1000 | 1000 | 1000 | 1000 | 1000 | 1000 | 1000 | 1000 | 1000 | 1000 | 1000 | 1000 | 1000 | 1000 | 1000 | 1000 | 24000
2021-01-18 | 1000 | 1000 | 1000 | 1000 | 1000 | 1000 | 1000 | 1000 | 1000 | 1000 | 1000 | 1000 | 1000 | 1000 | 1000 | 1000 | 1000 | 1000 | 1000 | 1000 | 1000 | 1000 | 1000 | 1000 | 24000
2021-01-19 | 1000 | 1000 | 1000 | 1000 | 1000 | 1000 | 1000 | 1000 | 1000 | 1000 | 1000 | 1000 | 1000 | 1000 | 1000 | 1000 | 1000 | 1000 | 1000 | 1000 | 1000 | 1000 | 1000 | 1000 | 24000
2021-01-20 | 1000 | 1000 | 1000 | 1000 | 1000 | 1000 | 1000 | 1000 | 1000 | 1000 | 1000 | 1000 | 1000 | 1000 | 1000 | 1000 | 1000 | 1000 | 1000 | 1000 | 1000 | 1000 | 1000 | 1000 | 24000
2021-01-21 | 1000 | 1000 | 1000 | 1000 | 1000 | 1000 | 1000 | 1000 | 1000 | 1000 | 1000 | 1000 | 1000 | 1000 | 1000 | 1000 | 1000 | 1000 | 1000 | 1000 | 1000 | 1000 | 1000 | 1000 | 24000
2021-01-22 | 1000 | 1000 | 1000 | 1000 | 1000 | 1000 | 1000 | 1000 | 1000 | 1000 | 1000 | 1000 | 1000 | 1000 | 1000 | 1000 | 1000 | 1000 | 1000 | 1000 | 1000 | 1000 | 1000 | 1000 | 24000
2021-01-23 | 1000 | 1000 | 1000 | 1000 | 1000 | 1000 | 1000 | 1000 | 1000 | 1000 | 1000 | 1000 | 1000 | 1000 | 1000 | 1000 | 1000 | 1000 | 1000 | 1000 | 1000 | 1000 | 1000 | 1000 | 24000
2021-01-24 | 1000 | 1000 | 1000 | 1000 | 1000 | 1000 | 1000 | 1000 | 1000 | 1000 | 1000 | 1000 | 1000 | 1000 | 1000 | 1000 | 1000 | 1000 | 1000 | 1000 | 1000 | 1000 | 1000 | 1000 | 24000
2021-01-25 | 1000 | 1000 | 1000 | 1000 | 1000 | 1000 | 1000 | 1000 | 1000 | 1000 | 1000 | 1000 | 1000 | 1000 | 1000 | 1000 | 1000 | 1000 | 1000 | 1000 | 1000 | 1000 | 1000 | 1000 | 24000
2021-01-26 | 1000 | 1000 | 1000 | 1000 | 1000 | 1000 | 1000 | 1000 | 1000 | 1000 | 1000 | 1000 | 1000 | 1000 | 1000 | 1000 | 1000 | 1000 | 1000 | 1000 | 1000 | 1000 | 1000 | 1000 | 24000
2021-01-27 | 1000 | 1000 | 1000 | 1000 | 1000 | 1000 | 1000 | 1000 | 1000 | 1000 | 1000 | 1000 | 1000 | 1000 | 1000 | 1000 | 1000 | 1000 | 1000 | 1000 | 1000 | 1000 | 1000 | 1000 | 24000
2021-01-28 | 1000 | 1000 | 1000 | 1000 | 1000 | 1000 | 1000 | 1000 | 1000 | 1000 | 1000 | 1000 | 1000 | 1000 | 1000 | 1000 | 1000 | 1000 | 1000 | 1000 | 1000 | 1000 | 1000 | 1000 | 24000
2021-01-29 | 1000 | 1000 | 1000 | 1000 | 1000 | 1000 | 1000 | 1000 | 1000 | 1000 | 1000 | 1000 | 1000 | 1000 | 1000 | 1000 | 1000 | 1000 | 1000 | 1000 | 1000 | 1000 | 1000 | 1000 | 24000
2021-01-30 | 1000 | 1000 | 1000 | 1000 | 1000 | 1000 | 1000 | 1000 | 1000 | 1000 | 1000 | 1000 | 1000 | 1000 | 1000 | 1000 | 1000 | 1000 | 1000 | 1000 | 1000 | 1000 | 1000 | 1000 | 24000
2021-01-31 | 1000 | 1000 | 1000 | 1000 | 1000 | 1000 | 1000 | 1000 | 1000 | 1000 | 1000 | 1000 | 1000 | 1000 | 1000 | 1000 | 1000 | 1000 | 1000 | 1000 | 1000 | 1000 | 1000 | 1000 | 24000
2021-02-01 | 1000 | 1000 | 1000 | 1000 | 1000 | 1000 | 1000 | 1000 | 1000 | 1000 | 1000 | 1000 | 1000 | 1000 | 1000 | 1000 | 1000 | 1000 | 1000 | 1000 | 1000 | 1000 | 1000 | 1000 | 24000
2021-02-02 | 1000 | 1000 | 1000 | 1000 | 1000 | 1000 | 1000 | 1000 | 1000 | 1000 | 1000 | 1000 | 1000 | 1000 | 1000 | 1000 | 1000 | 1000 | 1000 | 1000 | 1000 | 1000 | 1000 | 1000 | 24000
2021-02-03 | 1000 | 1000 | 1000 | 1000 | 1000 | 1000 | 1000 | 1000 | 1000 | 1000 | 1000 | 1000 | 1000 | 1000 | 1000 | 1000 | 1000 | 1000 | 1000 | 1000 | 1000 | 1000 | 1000 | 1000 | 24000
2021-02-04 | 1000 | 1000 | 1000 | 1000 | 1000 | 1000 | 1000 | 1000 | 1000 | 1000 | 1000 | 1000 | 1000 | 1000 | 1000 | 1000 | 1000 | 1000 | 1000 | 1000 | 1000 | 1000 | 1000 | 1000 | 24000
2021-02-05 | 1000 | 1000 | 1000 | 1000 | 1000 | 1000 | 1000 | 1000 | 1000 | 1000 | 1000 | 1000 | 1000 | 1000 | 1000 | 1000 | 1000 | 1000 | 1000 | 1000 | 1000 | 1000 | 1000 | 1000 | 24000
2021-02-06 | 1000 | 1000 | 1000 | 1000 | 1000 | 1000 | 1000 | 1000 | 1000 | 1000 | 1000 | 1000 | 1000 | 1000 | 1000 | 1000 | 1000 | 1000 | 1000 | 1000 | 1000 | 1000 | 1000 | 1000 | 24000
2021-02-07 | 1000 | 1000 | 1000 | 1000 | 1000 | 1000 | 1000 | 1000 | 1000 | 1000 | 1000 | 1000 | 1000 | 1000 | 1000 | 1000 | 1000 | 1000 | 1000 | 1000 | 1000 | 1000 | 1000 | 1000 | 24000
2021-02-08 | 1000 | 1000 | 1000 | 1000 | 1000 | 1000 | 1000 | 1000 | 1000 | 1000 | 1000 | 1000 | 1000 | 1000 | 1000 | 1000 | 1000 | 1000 | 1000 | 1000 | 1000 | 1000 | 1000 | 1000 | 24000
2021-02-09 | 1000 | 1000 | 1000 | 1000 | 1000 | 1000 | 1000 | 1000 | 1000 | 1000 | 1000 | 1000 | 1000 | 1000 | 1000 | 1000 | 1000 | 1000 | 1000 | 1000 | 1000 | 1000 | 1000 | 1000 | 24000
2021-02-10 | 1000 | 1000 | 1000 | 1000 | 1000 | 1000 | 1000 | 1000 | 1000 | 1000 | 1000 | 1000 | 1000 | 1000 | 1000 | 1000 | 1000 | 1000 | 1000 | 1000 | 1000 | 1000 | 1000 | 1000 | 24000
2021-02-11 | 1000 | 1000 | 1000 | 1000 | 1000 | 1000 | 1000 | 1000 | 1000 | 1000 | 1000 | 1000 | 1000 | 1000 | 1000 | 1000 | 1000 | 1000 | 1000 | 1000 | 1000 | 1000 | 1000 | 1000 | 24000
2021-02-12 | 1000 | 1000 | 1000 | 1000 | 1000 | 1000 | 1000 | 1000 | 1000 | 1000 | 1000 | 1000 | 1000 | 1000 | 1000 | 1000 | 1000 | 1000 | 1000 | 1000 | 1000 | 1000 | 1000 | 1000 | 24000
2021-02-13 | 1000 | 1000 | 1000 | 1000 | 1000 | 1000 | 1000 | 1000 | 1000 | 1000 | 1000 | 1000 | 1000 | 1000 | 1000 | 1000 | 1000 | 1000 | 1000 | 1000 | 1000 | 1000 | 1000 | 1000 | 24000
2021-02-14 | 1000 | 1000 | 1000 | 1000 | 1000 | 1000 | 1000 | 1000 | 1000 | 1000 | 1000 | 1000 | 1000 | 1000 | 1000 | 1000 | 1000 | 1000 | 1000 | 1000 | 1000 | 1000 | 1000 | 1000 | 24000
2021-02-15 | 1000 | 1000 | 1000 | 1000 | 1000 | 1000 | 1000 | 1000 | 1000 | 1000 | 1000 | 1000 | 1000 | 1000 | 1000 | 1000 | 1000 | 1000 | 1000 | 1000 | 1000 | 1000 | 1000 | 1000 | 24000
2021-02-16 | 1000 | 1000 | 1000 | 1000 | 1000 | 1000 | 1000 | 1000 | 1000 | 1000 | 1000 | 1000 | 1000 | 1000 | 1000 | 1000 | 1000 | 1000 | 1000 | 1000 | 1000 | 1000 | 1000 | 1000 | 24000
2021-02-17 | 1000 | 1000 | 1000 | 1000 | 1000 | 1000 | 1000 | 1000 | 1000 | 1000 | 1000 | 1000 | 1000 | 1000 | 1000 | 1000 | 1000 | 1000 | 1000 | 1000 | 1000 | 1000 | 1000 | 1000 | 24000
2021-02-18 | 1000 | 1000 | 1000 | 1000 | 1000 | 1000 | 1000 | 1000 | 1000 | 1000 | 1000 | 1000 | 1000 | 1000 | 1000 | 1000 | 1000 | 1000 | 1000 | 1000 | 1000 | 1000 | 1000 | 1000 | 24000
2021-02-19 | 1000 | 1000 | 1000 | 1000 | 1000 | 1000 | 1000 | 1000 | 1000 | 1000 | 1000 | 1000 | 1000 | 1000 | 1000 | 1000 | 1000 | 1000 | 1000 | 1000 | 1000 | 1000 | 1000 | 1000 | 24000
2021-02-20 | 1000 | 1000 | 1000 | 1000 | 1000 | 1000 | 1000 | 1000 | 1000 | 1000 | 1000 | 1000 | 1000 | 1000 | 1000 | 1000 | 1000 | 1000 | 1000 | 1000 | 1000 | 1000 | 1000 | 1000 | 24000
2021-02-21 | 1000 | 1000 | 1000 | 1000 | 1000 | 1000 | 1000 | 1000 | 1000 | 1000 | 1000 | 1000 | 1000 | 1000 | 1000 | 1000 | 1000 | 1000 | 1000 | 1000 | 1000 | 1000 | 1000 | 1000 | 24000
2021-02-22 | 1000 | 1000 | 1000 | 1000 | 1000 | 1000 | 1000 | 1000 | 1000 | 1000 | 1000 | 1000 | 1000 | 1000 | 1000 | 1000 | 1000 | 1000 | 1000 | 1000 | 1000 | 1000 | 1000 | 1000 | 24000
2021-02-23 | 1000 | 1000 | 1000 | 1000 | 1000 | 1000 | 1000 | 1000 | 1000 | 1000 | 1000 | 1000 | 1000 | 1000 | 1000 | 1000 | 1000 | 1000 | 1000 | 1000 | 1000 | 1000 | 1000 | 1000 | 24000
2021-02-24 | 1000 | 1000 | 1000 | 1000 | 1000 | 1000 | 1000 | 1000 | 1000 | 1000 | 1000 | 1000 | 1000 | 1000 | 1000 | 1000 | 1000 | 1000 | 1000 | 1000 | 1000 | 1000 | 1000 | 1000 | 24000
2021-02-25 | 1000 | 1000 | 1000 | 1000 | 1000 | 1000 | 1000 | 1000 | 1000 | 1000 | 1000 | 1000 | 1000 | 1000 | 1000 | 1000 | 1000 | 1000 | 1000 | 1000 | 1000 | 1000 | 1000 | 1000 | 24000
2021-02-26 | 1000 | 1000 | 1000 | 1000 | 1000 | 1000 | 1000 | 1000 | 1000 | 1000 | 1000 | 1000 | 1000 | 1000 | 1000 | 1000 | 1000 | 1000 | 1000 | 1000 | 1000 | 1000 | 1000 | 1000 | 24000
2021-02-27 | 1000 | 1000 | 1000 | 1000 | 1000 | 1000 | 1000 | 1000 | 1000 | 1000 | 1000 | 1000 | 1000 | 1000 | 1000 | 1000 | 1000 | 1000 | 1000 | 1000 | 1000 | 1000 | 1000 | 1000 | 24000
2021-02-28 | 1000 | 1000 | 1000 | 1000 | 1000 | 1000 | 1000 | 1000 | 1000 | 1000 | 1000 | 1000 | 1000 | 1000 | 1000 | 1000 | 1000 | 1000 | 1000 | 1000 | 1000 | 1000 | 1000 | 1000 | 24000
2021-03-01 | 1000 | 1000 | 1000 | 1000 | 1000 | 1000 | 1000 | 1000 | 1000 | 1000 | 1000 | 1000 | 1000 | 1000 | 1000 | 1000 | 1000 | 1000 | 1000 | 1000 | 1000 | 1000 | 1000 | 1000 | 24000
2021-03-02 | 1000 | 1000 | 1000 | 1000 | 1000 | 1000 | 1000 | 1000 | 1000 | 1000 | 1000 | 1000 | 1000 | 1000 | 1000 | 1000 | 1000 | 1000 | 1000 | 1000 | 1000 | 1000 | 1000 | 1000 | 24000
2021-03-03 | 1000 | 1000 | 1000 | 1000 | 1000 | 1000 | 1000 | 1000 | 1000 | 1000 | 1000 | 1000 | 1000 | 1000 | 1000 | 1000 | 1000 | 1000 | 1000 | 1000 | 1000 | 1000 | 1000 | 1000 | 24000
2021-03-04 | 1000 | 1000 | 1000 | 1000 | 1000 | 1000 | 1000 | 1000 | 1000 | 1000 | 1000 | 1000 | 1000 | 1000 | 1000 | 1000 | 1000 | 1000 | 1000 | 1000 | 1000 | 1000 | 1000 | 1000 | 24000
2021-03-05 | 1000 | 1000 | 1000 | 1000 | 1000 | 1000 | 1000 | 1000 | 1000 | 1000 | 1000 | 1000 | 1000 | 1000 | 1000 | 1000 | 1000 | 1000 | 1000 | 1000 | 1000 | 1000 | 1000 | 1000 | 24000
2021-03-06 | 1000 | 1000 | 1000 | 1000 | 1000 | 1000 | 1000 | 1000 | 1000 | 1000 | 1000 | 1000 | 1000 | 1000 | 1000 | 1000 | 1000 | 1000 | 1000 | 1000 | 1000 | 1000 | 1000 | 1000 | 24000
2021-03-07 | 1000 | 1000 | 1000 | 1000 | 1000 | 1000 | 1000 | 1000 | 1000 | 1000 | 1000 | 1000 | 1000 | 1000 | 1000 | 1000 | 1000 | 1000 | 1000 | 1000 | 1000 | 1000 | 1000 | 1000 | 24000
2021-03-08 | 1000 | 1000 | 1000 | 1000 | 1000 | 1000 | 1000 | 1000 | 1000 | 1000 | 1000 | 1000 | 1000 | 1000 | 1000 | 1000 | 1000 | 1000 | 1000 | 1000 | 1000 | 1000 | 1000 | 1000 | 24000
2021-03-09 | 1000 | 1000 | 1000 | 1000 | 1000 | 1000 | 1000 | 1000 | 1000 | 1000 | 1000 | 1000 | 1000 | 1000 | 1000 | 1000 | 1000 | 1000 | 1000 | 1000 | 1000 | 1000 | 1000 | 1000 | 24000
2021-03-10 | 1000 | 1000 | 1000 | 1000 | 1000 | 1000 | 1000 | 1000 | 1000 | 1000 | 1000 | 1000 | 1000 | 1000 | 1000 | 1000 | 1000 | 1000 | 1000 | 1000 | 1000 | 1000 | 1000 | 1000 | 24000
2021-03-11 | 1000 | 1000 | 1000 | 1000 | 1000 | 1000 | 1000 | 1000 | 1000 | 1000 | 1000 | 1000 | 1000 | 1000 | 1000 | 1000 | 1000 | 1000 | 1000 | 1000 | 1000 | 1000 | 1000 | 1000 | 24000
2021-03-12 | 1000 | 1000 | 1000 | 1000 | 1000 | 1000 | 1000 | 1000 | 1000 | 1000 | 1000 | 1000 | 1000 | 1000 | 1000 | 1000 | 1000 | 1000 | 1000 | 1000 | 1000 | 1000 | 1000 | 1000 | 24000
2021-03-13 | 1000 | 1000 | 1000 | 1000 | 1000 | 1000 | 1000 | 1000 | 1000 | 1000 | 1000 | 1000 | 1000 | 1000 | 1000 | 1000 | 1000 | 1000 | 1000 | 1000 | 1000 | 1000 | 1000 | 1000 | 24000
2021-03-14 | 1000 | 1000 | 1000 | 1000 | 1000 | 1000 | 1000 | 1000 | 1000 | 1000 | 1000 | 1000 | 1000 | 1000 | 1000 | 1000 | 1000 | 1000 | 1000 | 1000 | 1000 | 1000 | 1000 | 1000 | 24000
2021-03-15 | 1000 | 1000 | 1000 | 1000 | 1000 | 1000 | 1000 | 1000 | 1000 | 1000 | 1000 | 1000 | 1000 | 1000 | 1000 | 1000 | 1000 | 1000 | 1000 | 1000 | 1000 | 1000 | 1000 | 1000 | 24000
2021-03-16 | 1000 | 1000 | 1000 | 1000 | 1000 | 1000 | 1000 | 1000 | 1000 | 1000 | 1000 | 1000 | 1000 | 1000 | 1000 | 1000 | 1000 | 1000 | 1000 | 1000 | 1000 | 1000 | 1000 | 1000 | 24000
2021-03-17 | 1000 | 1000 | 1000 | 1000 | 1000 | 1000 | 1000 | 1000 | 1000 | 1000 | 1000 | 1000 | 1000 | 1000 | 1000 | 1000 | 1000 | 1000 | 1000 | 1000 | 1000 | 1000 | 1000 | 1000 | 24000
2021-03-18 | 1000 | 1000 | 1000 | 1000 | 1000 | 1000 | 1000 | 1000 | 1000 | 1000 | 1000 | 1000 | 1000 | 1000 | 1000 | 1000 | 1000 | 1000 | 1000 | 1000 | 1000 | 1000 | 1000 | 1000 | 24000
2021-03-19 | 1000 | 1000 | 1000 | 1000 | 1000 | 1000 | 1000 | 1000 | 1000 | 1000 | 1000 | 1000 | 1000 | 1000 | 1000 | 1000 | 1000 | 1000 | 1000 | 1000 | 1000 | 1000 | 1000 | 1000 | 24000
2021-03-20 | 1000 | 1000 | 1000 | 1000 | 1000 | 1000 | 1000 | 1000 | 1000 | 1000 | 1000 | 1000 | 1000 | 1000 | 1000 | 1000 | 1000 | 1000 | 1000 | 1000 | 1000 | 1000 | 1000 | 1000 | 24000
2021-03-21 | 1000 | 1000 | 1000 | 1000 | 1000 | 1000 | 1000 | 1000 | 1000 | 1000 | 1000 | 1000 | 1000 | 1000 | 1000 | 1000 | 1000 | 1000 | 1000 | 1000 | 1000 | 1000 | 1000 | 1000 | 24000
2021-03-22 | 1000 | 1000 | 1000 | 1000 | 1000 | 1000 | 1000 | 1000 | 1000 | 1000 | 1000 | 1000 | 1000 | 1000 | 1000 | 1000 | 1000 | 1000 | 1000 | 1000 | 1000 | 1000 | 1000 | 1000 | 24000
2021-03-23 | 1000 | 1000 | 1000 | 1000 | 1000 | 1000 | 1000 | 1000 | 1000 | 1000 | 1000 | 1000 | 1000 | 1000 | 1000 | 1000 | 1000 | 1000 | 1000 | 1000 | 1000 | 1000 | 1000 | 1000 | 24000
2021-03-24 | 1000 | 1000 | 1000 | 1000 | 1000 | 1000 | 1000 | 1000 | 1000 | 1000 | 1000 | 1000 | 1000 | 1000 | 1000 | 1000 | 1000 | 1000 | 1000 | 1000 | 1000 | 1000 | 1000 | 1000 | 24000
2021-03-25 | 1000 | 1000 | 1000 | 1000 | 1000 | 1000 | 1000 | 1000 | 1000 | 1000 | 1000 | 1000 | 1000 | 1000 | 1000 | 1000 | 1000 | 1000 | 1000 | 1000 | 1000 | 1000 | 1000 | 1000 | 24000
2021-03-26 | 1000 | 1000 | 1000 | 1000 | 1000 | 1000 | 1000 | 1000 | 1000 | 1000 | 1000 | 1000 | 1000 | 1000 | 1000 | 1000 | 1000 | 1000 | 1000 | 1000 | 1000 | 1000 | 1000 | 1000 | 24000
2021-03-27 | 1000 | 1000 | 1000 | 1000 | 1000 | 1000 | 1000 | 1000 | 1000 | 1000 | 1000 | 1000 | 1000 | 1000 | 1000 | 1000 | 1000 | 1000 | 1000 | 1000 | 1000 | 1000 | 1000 | 1000 | 24000
2021-03-28 | 1000 | 1000 | 1000 | 1000 | 1000 | 1000 | 1000 | 1000 | 1000 | 1000 | 1000 | 1000 | 1000 | 1000 | 1000 | 1000 | 1000 | 1000 | 1000 | 1000 | 1000 | 1000 | 1000 | 1000 | 24000
2021-03-29 | 1000 | 1000 | 1000 | 1000 | 1000 | 1000 | 1000 | 1000 | 1000 | 1000 | 1000 | 1000 | 1000 | 1000 | 1000 | 1000 | 1000 | 1000 | 1000 | 1000 | 1000 | 1000 | 1000 | 1000 | 24000
2021-03-30 | 1000 | 1000 | 1000 | 1000 | 1000 | 1000 | 1000 | 1000 | 1000 | 1000 | 1000 | 1000 | 1000 | 1000 | 1000 | 1000 | 1000 | 1000 | 1000 | 1000 | 1000 | 1000 | 1000 | 1000 | 24000
2021-03-31 | 1000 | 1000 | 1000 | 1000 | 1000 | 1000 | 1000 | 1000 | 1000 | 1000 | 1000 | 1000 | 1000 | 1000 | 1000 | 1000 | 1000 | 1000 | 1000 | 1000 | 1000 | 1000 | 1000 | 1000 | 24000
2021-04-01 | 1000 | 1000 | 1000 | 1000 | 1000 | 1000 | 1000 | 1000 | 1000 | 1000 | 1000 | 1000 | 1000 | 1000 | 1000 | 1000 | 1000 | 1000 | 1000 | 1000 | 1000 | 1000 | 1000 | 1000 | 24000
2021-04-02 | 1000 | 1000 | 1000 | 1000 | 1000 | 1000 | 1000 | 1000 | 1000 | 1000 | 1000 | 1000 | 1000 | 1000 | 1000 | 1000 | 1000 | 1000 | 1000 | 1000 | 1000 | 1000 | 1000 | 1000 | 24000
2021-04-03 | 1000 | 1000 | 1000 | 1000 | 1000 | 1000 | 1000 | 1000 | 1000 | 1000 | 1000 | 1000 | 1000 | 1000 | 1000 | 1000 | 1000 | 1000 | 1000 | 1000 | 1000 | 1000 | 1000 | 1000 | 24000
2021-04-04 | 1000 | 1000 | 1000 | 1000 | 1000 | 1000 | 1000 | 1000 | 1000 | 1000 | 1000 | 1000 | 1000 | 1000 | 1000 | 1000 | 1000 | 1000 | 1000 | 1000 | 1000 | 1000 | 1000 | 1000 | 24000
2021-04-05 | 1000 | 1000 | 1000 | 1000 | 1000 | 1000 | 1000 | 1000 | 1000 | 1000 | 1000 | 1000 | 1000 | 1000 | 1000 | 1000 | 1000 | 1000 | 1000 | 1000 | 1000 | 1000 | 1000 | 1000 | 24000
2021-04-06 | 1000 | 1000 | 1000 | 1000 | 1000 | 1000 | 1000 | 1000 | 1000 | 1000 | 1000 | 1000 | 1000 | 1000 | 1000 | 1000 | 1000 | 1000 | 1000 | 1000 | 1000 | 1000 | 1000 | 1000 | 24000
2021-04-07 | 1000 | 1000 | 1000 | 1000 | 1000 | 1000 | 1000 | 1000 | 1000 | 1000 | 1000 | 1000 | 1000 | 1000 | 1000 | 1000 | 1000 | 1000 | 1000 | 1000 | 1000 | 1000 | 1000 | 1000 | 24000
2021-04-08 | 1000 | 1000 | 1000 | 1000 | 1000 | 1000 | 1000 | 1000 | 1000 | 1000 | 1000 | 1000 | 1000 | 1000 | 1000 | 1000 | 1000 | 1000 | 1000 | 1000 | 1000 | 1000 | 1000 | 1000 | 24000
2021-04-09 | 1000 | 1000 | 1000 | 1000 | 1000 | 1000 | 1000 | 1000 | 1000 | 1000 | 1000 | 1000 | 1000 | 1000 | 1000 | 1000 | 1000 | 1000 | 1000 | 1000 | 1000 | 1000 | 1000 | 1000 | 24000
2021-04-10 | 1000 | 1000 | 1000 | 1000 | 1000 | 1000 | 1000 | 1000 | 1000 | 1000 | 1000 | 1000 | 1000 | 1000 | 1000 | 1000 | 1000 | 1000 | 1000 | 1000 | 1000 | 1000 | 1000 | 1000 | 24000
2021-04-11 | 1000 | 1000 | 1000 | 1000 | 1000 | 1000 | 1000 | 1000 | 1000 | 1000 | 1000 | 1000 | 1000 | 1000 | 1000 | 1000 | 1000 | 1000 | 1000 | 1000 | 1000 | 1000 | 1000 | 1000 | 24000
2021-04-12 | 1000 | 1000 | 1000 | 1000 | 1000 | 1000 | 1000 | 1000 | 1000 | 1000 | 1000 | 1000 | 1000 | 1000 | 1000 | 1000 | 1000 | 1000 | 1000 | 1000 | 1000 | 1000 | 1000 | 1000 | 24000
2021-04-13 | 1000 | 1000 | 1000 | 1000 | 1000 | 1000 | 1000 | 1000 | 1000 | 1000 | 1000 | 1000 | 1000 | 1000 | 1000 | 1000 | 1000 | 1000 | 1000 | 1000 | 1000 | 1000 | 1000 | 1000 | 24000
2021-04-14 | 1000 | 1000 | 1000 | 1000 | 1000 | 1000 | 1000 | 1000 | 1000 | 1000 | 1000 | 1000 | 1000 | 1000 | 1000 | 1000 | 1000 | 1000 | 1000 | 1000 | 1000 | 1000 | 1000 | 1000 | 24000
2021-04-15 | 1000 | 1000 | 1000 | 1000 | 1000 | 1000 | 1000 | 1000 | 1000 | 1000 | 1000 | 1000 | 1000 | 1000 | 1000 | 1000 | 1000 | 1000 | 1000 | 1000 | 1000 | 1000 | 1000 | 1000 | 24000
2021-04-16 | 1000 | 1000 | 1000 | 1000 | 1000 | 1000 | 1000 | 1000 | 1000 | 1000 | 1000 | 1000 | 1000 | 1000 | 1000 | 1000 | 1000 | 1000 | 1000 | 1000 | 1000 | 1000 | 1000 | 1000 | 24000
2021-04-17 | 1000 | 1000 | 1000 | 1000 | 1000 | 1000 | 1000 | 1000 | 1000 | 1000 | 1000 | 1000 | 1000 | 1000 | 1000 | 1000 | 1000 | 1000 | 1000 | 1000 | 1000 | 1000 | 1000 | 1000 | 24000
2021-04-18 | 1000 | 1000 | 1000 | 1000 | 1000 | 1000 | 1000 | 1000 | 1000 | 1000 | 1000 | 1000 | 1000 | 1000 | 1000 | 1000 | 1000 | 1000 | 1000 | 1000 | 1000 | 1000 | 1000 | 1000 | 24000
2021-04-19 | 1000 | 1000 | 1000 | 1000 | 1000 | 1000 | 1000 | 1000 | 1000 | 1000 | 1000 | 1000 | 1000 | 1000 | 1000 | 1000 | 1000 | 1000 | 1000 | 1000 | 1000 | 1000 | 1000 | 1000 | 24000
2021-04-20 | 1000 | 1000 | 1000 | 1000 | 1000 | 1000 | 1000 | 1000 | 1000 | 1000 | 1000 | 1000 | 1000 | 1000 | 1000 | 1000 | 1000 | 1000 | 1000 | 1000 | 1000 | 1000 | 1000 | 1000 | 24000
2021-04-21 | 1000 | 1000 | 1000 | 1000 | 1000 | 1000 | 1000 | 1000 | 1000 | 1000 | 1000 | 1000 | 1000 | 1000 | 1000 | 1000 | 1000 | 1000 | 1000 | 1000 | 1000 | 1000 | 1000 | 1000 | 24000
2021-04-22 | 1000 | 1000 | 1000 | 1000 | 1000 | 1000 | 1000 | 1000 | 1000 | 1000 | 1000 | 1000 | 1000 | 1000 | 1000 | 1000 | 1000 | 1000 | 1000 | 1000 | 1000 | 1000 | 1000 | 1000 | 24000
2021-04-23 | 1000 | 1000 | 1000 | 1000 | 1000 | 1000 | 1000 | 1000 | 1000 | 1000 | 1000 | 1000 | 1000 | 1000 | 1000 | 1000 | 1000 | 1000 | 1000 | 1000 | 1000 | 1000 | 1000 | 1000 | 24000
2021-04-24 | 1000 | 1000 | 1000 | 1000 | 1000 | 1000 | 1000 | 1000 | 1000 | 1000 | 1000 | 1000 | 1000 | 1000 | 1000 | 1000 | 1000 | 1000 | 1000 | 1000 | 1000 | 1000 | 1000 | 1000 | 24000
2021-04-25 | 1000 | 1000 | 1000 | 1000 | 1000 | 1000 | 1000 | 1000 | 1000 | 1000 | 1000 | 1000 | 1000 | 1000 | 1000 | 1000 | 1000 | 1000 | 1000 | 1000 | 1000 | 1000 | 1000 | 1000 | 24000
2021-04-26 | 1000 | 1000 | 1000 | 1000 | 1000 | 1000 | 1000 | 1000 | 1000 | 1000 | 1000 | 1000 | 1000 | 1000 | 1000 | 1000 | 1000 | 1000 | 1000 | 1000 | 1000 | 1000 | 1000 | 1000 | 24000
2021-04-27 | 1000 | 1000 | 1000 | 1000 | 1000 | 1000 | 1000 | 1000 | 1000 | 1000 | 1000 | 1000 | 1000 | 1000 | 1000 | 1000 | 1000 | 1000 | 1000 | 1000 | 1000 | 1000 | 1000 | 1000 | 24000
2021-04-28 | 1000 | 1000 | 1000 | 1000 | 1000 | 1000 | 1000 | 1000 | 1000 | 1000 | 1000 | 1000 | 1000 | 1000 | 1000 | 1000 | 1000 | 1000 | 1000 | 1000 | 1000 | 1000 | 1000 | 1000 | 24000
2021-04-29 | 1000 | 1000 | 1000 | 1000 | 1000 | 1000 | 1000 | 1000 | 1000 | 1000 | 1000 | 1000 | 1000 | 1000 | 1000 | 1000 | 1000 | 1000 | 1000 | 1000 | 1000 | 1000 | 1000 | 1000 | 24000
2021-04-30 | 1000 | 1000 | 1000 | 1000 | 1000 | 1000 | 1000 | 1000 | 1000 | 1000 | 1000 | 1000 | 1000 | 1000 | 1000 | 1000 | 1000 | 1000 | 1000 | 1000 | 1000 | 1000 | 1000 | 1000 | 24000
2021-05-01 | 1000 | 1000 | 1000 | 1000 | 1000 | 1000 | 1000 | 1000 | 1000 | 1000 | 1000 | 1000 | 1000 | 1000 | 1000 | 1000 | 1000 | 1000 | 1000 | 1000 | 1000 | 1000 | 1000 | 1000 | 24000
2021-05-02 | 1000 | 1000 | 1000 | 1000 | 1000 | 1000 | 1000 | 1000 | 1000 | 1000 | 1000 | 1000 | 1000 | 1000 | 1000 | 1000 | 1000 | 1000 | 1000 | 1000 | 1000 | 1000 | 1000 | 1000 | 24000
2021-05-03 | 1000 | 1000 | 1000 | 1000 | 1000 | 1000 | 1000 | 1000 | 1000 | 1000 | 1000 | 1000 | 1000 | 1000 | 1000 | 1000 | 1000 | 1000 | 1000 | 1000 | 1000 | 1000 | 1000 | 1000 | 24000
2021-05-04 | 1000 | 1000 | 1000 | 1000 | 1000 | 1000 | 1000 | 1000 | 1000 | 1000 | 1000 | 1000 | 1000 | 1000 | 1000 | 1000 | 1000 | 1000 | 1000 | 1000 | 1000 | 1000 | 1000 | 1000 | 24000
2021-05-05 | 1000 | 1000 | 1000 | 1000 | 1000 | 1000 | 1000 | 1000 | 1000 | 1000 | 1000 | 1000 | 1000 | 1000 | 1000 | 1000 | 1000 | 1000 | 1000 | 1000 | 1000 | 1000 | 1000 | 1000 | 24000
2021-05-06 | 1000 | 1000 | 1000 | 1000 | 1000 | 1000 | 1000 | 1000 | 1000 | 1000 | 1000 | 1000 | 1000 | 1000 | 1000 | 1000 | 1000 | 1000 | 1000 | 1000 | 1000 | 1000 | 1000 | 1000 | 24000
2021-05-07 | 1000 | 1000 | 1000 | 1000 | 1000 | 1000 | 1000 | 1000 | 1000 | 1000 | 1000 | 1000 | 1000 | 1000 | 1000 | 1000 | 1000 | 1000 | 1000 | 1000 | 1000 | 1000 | 1000 | 1000 | 24000
2021-05-08 | 1000 | 1000 | 1000 | 1000 | 1000 | 1000 | 1000 | 1000 | 1000 | 1000 | 1000 | 1000 | 1000 | 1000 | 1000 | 1000 | 1000 | 1000 | 1000 | 1000 | 1000 | 1000 | 1000 | 1000 | 24000
2021-05-09 | 1000 | 1000 | 1000 | 1000 | 1000 | 1000 | 1000 | 1000 | 1000 | 1000 | 1000 | 1000 | 1000 | 1000 | 1000 | 1000 | 1000 | 1000 | 1000 | 1000 | 1000 | 1000 | 1000 | 1000 | 24000
2021-05-10 | 1000 | 1000 | 1000 | 1000 | 1000 | 1000 | 1000 | 1000 | 1000 | 1000 | 1000 | 1000 | 1000 | 1000 | 1000 | 1000 | 1000 | 1000 | 1000 | 1000 | 1000 | 1000 | 1000 | 1000 | 24000
2021-05-11 | 1000 | 1000 | 1000 | 1000 | 1000 | 1000 | 1000 | 1000 | 1000 | 1000 | 1000 | 1000 | 1000 | 1000 | 1000 | 1000 | 1000 | 1000 | 1000 | 1000 | 1000 | 1000 | 1000 | 1000 | 24000
2021-05-12 | 1000 | 1000 | 1000 | 1000 | 1000 | 1000 | 1000 | 1000 | 1000 | 1000 | 1000 | 1000 | 1000 | 1000 | 1000 | 1000 | 1000 | 1000 | 1000 | 1000 | 1000 | 1000 | 1000 | 1000 | 24000
2021-05-13 | 1000 | 1000 | 1000 | 1000 | 1000 | 1000 | 1000 | 1000 | 1000 | 1000 | 1000 | 1000 | 1000 | 1000 | 1000 | 1000 | 1000 | 1000 | 1000 | 1000 | 1000 | 1000 | 1000 | 1000 | 24000
2021-05-14 | 1000 | 1000 | 1000 | 1000 | 1000 | 1000 | 1000 | 1000 | 1000 | 1000 | 1000 | 1000 | 1000 | 1000 | 1000 | 1000 | 1000 | 1000 | 1000 | 1000 | 1000 | 1000 | 1000 | 1000 | 24000
2021-05-15 | 1000 | 1000 | 1000 | 1000 | 1000 | 1000 | 1000 | 1000 | 1000 | 1000 | 1000 | 1000 | 1000 | 1000 | 1000 | 1000 | 1000 | 1000 | 1000 | 1000 | 1000 | 1000 | 1000 | 1000 | 24000
2021-05-16 | 1000 | 1000 | 1000 | 1000 | 1000 | 1000 | 1000 | 1000 | 1000 | 1000 | 1000 | 1000 | 1000 | 1000 | 1000 | 1000 | 1000 | 1000 | 1000 | 1000 | 1000 | 1000 | 1000 | 1000 | 24000
2021-05-17 | 1000 | 1000 | 1000 | 1000 | 1000 | 1000 | 1000 | 1000 | 1000 | 1000 | 1000 | 1000 | 1000 | 1000 | 1000 | 1000 | 1000 | 1000 | 1000 | 1000 | 1000 | 1000 | 1000 | 1000 | 24000
2021-05-18 | 1000 | 1000 | 1000 | 1000 | 1000 | 1000 | 1000 | 1000 | 1000 | 1000 | 1000 | 1000 | 1000 | 1000 | 1000 | 1000 | 1000 | 1000 | 1000 | 1000 | 1000 | 1000 | 1000 | 1000 | 24000
2021-05-19 | 1000 | 1000 | 1000 | 1000 | 1000 | 1000 | 1000 | 1000 | 1000 | 1000 | 1000 | 1000 | 1000 | 1000 | 1000 | 1000 | 1000 | 1000 | 1000 | 1000 | 1000 | 1000 | 1000 | 1000 | 24000
2021-05-20 | 1000 | 1000 | 1000 | 1000 | 1000 | 1000 | 1000 | 1000 | 1000 | 1000 | 1000 | 1000 | 1000 | 1000 | 1000 | 1000 | 1000 | 1000 | 1000 | 1000 | 1000 | 1000 | 1000 | 1000 | 24000
2021-05-21 | 1000 | 1000 | 1000 | 1000 | 1000 | 1000 | 1000 | 1000 | 1000 | 1000 | 1000 | 1000 | 1000 | 1000 | 1000 | 1000 | 1000 | 1000 | 1000 | 1000 | 1000 | 1000 | 1000 | 1000 | 24000
2021-05-22 | 1000 | 1000 | 1000 | 1000 | 1000 | 1000 | 1000 | 1000 | 1000 | 1000 | 1000 | 1000 | 1000 | 1000 | 1000 | 1000 | 1000 | 1000 | 1000 | 1000 | 1000 | 1000 | 1000 | 1000 | 24000
2021-05-23 | 1000 | 1000 | 1000 | 1000 | 1000 | 1000 | 1000 | 1000 | 1000 | 1000 | 1000 | 1000 | 1000 | 1000 | 1000 | 1000 | 1000 | 1000 | 1000 | 1000 | 1000 | 1000 | 1000 | 1000 | 24000
2021-05-24 | 1000 | 1000 | 1000 | 1000 | 1000 | 1000 | 1000 | 1000 | 1000 | 1000 | 1000 | 1000 | 1000 | 1000 | 1000 | 1000 | 1000 | 1000 | 1000 | 1000 | 1000 | 1000 | 1000 | 1000 | 24000
2021-05-25 | 1000 | 1000 | 1000 | 1000 | 1000 | 1000 | 1000 | 1000 | 1000 | 1000 | 1000 | 1000 | 1000 | 1000 | 1000 | 1000 | 1000 | 1000 | 1000 | 1000 | 1000 | 1000 | 1000 | 1000 | 24000
2021-05-26 | 1000 | 1000 | 1000 | 1000 | 1000 | 1000 | 1000 | 1000 | 1000 | 1000 | 1000 | 1000 | 1000 | 1000 | 1000 | 1000 | 1000 | 1000 | 1000 | 1000 | 1000 | 1000 | 1000 | 1000 | 24000
2021-05-27 | 1000 | 1000 | 1000 | 1000 | 1000 | 1000 | 1000 | 1000 | 1000 | 1000 | 1000 | 1000 | 1000 | 1000 | 1000 | 1000 | 1000 | 1000 | 1000 | 1000 | 1000 | 1000 | 1000 | 1000 | 24000
2021-05-28 | 1000 | 1000 | 1000 | 1000 | 1000 | 1000 | 1000 | 1000 | 1000 | 1000 | 1000 | 1000 | 1000 | 1000 | 1000 | 1000 | 1000 | 1000 | 1000 | 1000 | 1000 | 1000 | 1000 | 1000 | 24000
2021-05-29 | 1000 | 1000 | 1000 | 1000 | 1000 | 1000 | 1000 | 1000 | 1000 | 1000 | 1000 | 1000 | 1000 | 1000 | 1000 | 1000 | 1000 | 1000 | 1000 | 1000 | 1000 | 1000 | 1000 | 1000 | 24000
2021-05-30 | 1000 | 1000 | 1000 | 1000 | 1000 | 1000 | 1000 | 1000 | 1000 | 1000 | 1000 | 1000 | 1000 | 1000 | 1000 | 1000 | 1000 | 1000 | 1000 | 1000 | 1000 | 1000 | 1000 | 1000 | 24000
2021-05-31 | 1000 | 1000 | 1000 | 1000 | 1000 | 1000 | 1000 | 1000 | 1000 | 1000 | 1000 | 1000 | 1000 | 1000 | 1000 | 1000 | 1000 | 1000 | 1000 | 1000 | 1000 | 1000 | 1000 | 1000 | 24000
2021-06-01 | 1000 | 1000 | 1000 | 1000 | 1000 | 1000 | 1000 | 1000 | 1000 | 1000 | 1000 | 1000 | 1000 | 1000 | 1000 | 1000 | 1000 | 1000 | 1000 | 1000 | 1000 | 1000 | 1000 | 1000 | 24000
2021-06-02 | 1000 | 1000 | 1000 | 1000 | 1000 | 1000 | 1000 | 1000 | 1000 | 1000 | 1000 | 1000 | 1000 | 1000 | 1000 | 1000 | 1000 | 1000 | 1000 | 1000 | 1000 | 1000 | 1000 | 1000 | 24000
2021-06-03 | 1000 | 1000 | 1000 | 1000 | 1000 | 1000 | 1000 | 1000 | 1000 | 1000 | 1000 | 1000 | 1000 | 1000 | 1000 | 1000 | 1000 | 1000 | 1000 | 1000 | 1000 | 1000 | 1000 | 1000 | 24000
2021-06-04 | 1000 | 1000 | 1000 | 1000 | 1000 | 1000 | 1000 | 1000 | 1000 | 1000 | 1000 | 1000 | 1000 | 1000 | 1000 | 1000 | 1000 | 1000 | 1000 | 1000 | 1000 | 1000 | 1000 | 1000 | 24000
2021-06-05 | 1000 | 1000 | 1000 | 1000 | 1000 | 1000 | 1000 | 1000 | 1000 | 1000 | 1000 | 1000 | 1000 | 1000 | 1000 | 1000 | 1000 | 1000 | 1000 | 1000 | 1000 | 1000 | 1000 | 1000 | 24000
2021-06-06 | 1000 | 1000 | 1000 | 1000 | 1000 | 1000 | 1000 | 1000 | 1000 | 1000 | 1000 | 1000 | 1000 | 1000 | 1000 | 1000 | 1000 | 1000 | 1000 | 1000 | 1000 | 1000 | 1000 | 1000 | 24000
2021-06-07 | 1000 | 1000 | 1000 | 1000 | 1000 | 1000 | 1000 | 1000 | 1000 | 1000 | 1000 | 1000 | 1000 | 1000 | 1000 | 1000 | 1000 | 1000 | 1000 | 1000 | 1000 | 1000 | 1000 | 1000 | 24000
2021-06-08 | 1000 | 1000 | 1000 | 1000 | 1000 | 1000 | 1000 | 1000 | 1000 | 1000 | 1000 | 1000 | 1000 | 1000 | 1000 | 1000 | 1000 | 1000 | 1000 | 1000 | 1000 | 1000 | 1000 | 1000 | 24000
2021-06-09 | 1000 | 1000 | 1000 | 1000 | 1000 | 1000 | 1000 | 1000 | 1000 | 1000 | 1000 | 1000 | 1000 | 1000 | 1000 | 1000 | 1000 | 1000 | 1000 | 1000 | 1000 | 1000 | 1000 | 1000 | 24000
2021-06-10 | 1000 | 1000 | 1000 | 1000 | 1000 | 1000 | 1000 | 1000 | 1000 | 1000 | 1000 | 1000 | 1000 | 1000 | 1000 | 1000 | 1000 | 1000 | 1000 | 1000 | 1000 | 1000 | 1000 | 1000 | 24000
2021-06-11 | 1000 | 1000 | 1000 | 1000 | 1000 | 1000 | 1000 | 1000 | 1000 | 1000 | 1000 | 1000 | 1000 | 1000 | 1000 | 1000 | 1000 | 1000 | 1000 | 1000 | 1000 | 1000 | 1000 | 1000 | 24000
2021-06-12 | 1000 | 1000 | 1000 | 1000 | 1000 | 1000 | 1000 | 1000 | 1000 | 1000 | 1000 | 1000 | 1000 | 1000 | 1000 | 1000 | 1000 | 1000 | 1000 | 1000 | 1000 | 1000 | 1000 | 1000 | 24000
2021-06-13 | 1000 | 1000 | 1000 | 1000 | 1000 | 1000 | 1000 | 1000 | 1000 | 1000 | 1000 | 1000 | 1000 | 1000 | 1000 | 1000 | 1000 | 1000 | 1000 | 1000 | 1000 | 1000 | 1000 | 1000 | 24000
2021-06-14 | 1000 | 1000 | 1000 | 1000 | 1000 | 1000 | 1000 | 1000 | 1000 | 1000 | 1000 | 1000 | 1000 | 1000 | 1000 | 1000 | 1000 | 1000 | 1000 | 1000 | 1000 | 1000 | 1000 | 1000 | 24000
2021-06-15 | 1000 | 1000 | 1000 | 1000 | 1000 | 1000 | 1000 | 1000 | 1000 | 1000 | 1000 | 1000 | 1000 | 1000 | 1000 | 1000 | 1000 | 1000 | 1000 | 1000 | 1000 | 1000 | 1000 | 1000 | 24000
2021-06-16 | 1000 | 1000 | 1000 | 1000 | 1000 | 1000 | 1000 | 1000 | 1000 | 1000 | 1000 | 1000 | 1000 | 1000 | 1000 | 1000 | 1000 | 1000 | 1000 | 1000 | 1000 | 1000 | 1000 | 1000 | 24000
2021-06-17 | 1000 | 1000 | 1000 | 1000 | 1000 | 1000 | 1000 | 1000 | 1000 | 1000 | 1000 | 1000 | 1000 | 1000 | 1000 | 1000 | 1000 | 1000 | 1000 | 1000 | 1000 | 1000 | 1000 | 1000 | 24000
2021-06-18 | 1000 | 1000 | 1000 | 1000 | 1000 | 1000 | 1000 | 1000 | 1000 | 1000 | 1000 | 1000 | 1000 | 1000 | 1000 | 1000 | 1000 | 1000 | 1000 | 1000 | 1000 | 1000 | 1000 | 1000 | 24000
2021-06-19 | 1000 | 1000 | 1000 | 1000 | 1000 | 1000 | 1000 | 1000 | 1000 | 1000 | 1000 | 1000 | 1000 | 1000 | 1000 | 1000 | 1000 | 1000 | 1000 | 1000 | 1000 | 1000 | 1000 | 1000 | 24000
2021-06-20 | 1000 | 1000 | 1000 | 1000 | 1000 | 1000 | 1000 | 1000 | 1000 | 1000 | 1000 | 1000 | 1000 | 1000 | 1000 | 1000 | 1000 | 1000 | 1000 | 1000 | 1000 | 1000 | 1000 | 1000 | 24000
2021-06-21 | 1000 | 1000 | 1000 | 1000 | 1000 | 1000 | 1000 | 1000 | 1000 | 1000 | 1000 | 1000 | 1000 | 1000 | 1000 | 1000 | 1000 | 1000 | 1000 | 1000 | 1000 | 1000 | 1000 | 1000 | 24000
2021-06-22 | 1000 | 1000 | 1000 | 1000 | 1000 | 1000 | 1000 | 1000 | 1000 | 1000 | 1000 | 1000 | 1000 | 1000 | 1000 | 1000 | 1000 | 1000 | 1000 | 1000 | 1000 | 1000 | 1000 | 1000 | 24000
2021-06-23 | 1000 | 1000 | 1000 | 1000 | 1000 | 1000 | 1000 | 1000 | 1000 | 1000 | 1000 | 1000 | 1000 | 1000 | 1000 | 1000 | 1000 | 1000 | 1000 | 1000 | 1000 | 1000 | 1000 | 1000 | 24000
2021-06-24 | 1000 | 1000 | 1000 | 1000 | 1000 | 1000 | 1000 | 1000 | 1000 | 1000 | 1000 | 1000 | 1000 | 1000 | 1000 | 1000 | 1000 | 1000 | 1000 | 1000 | 1000 | 1000 | 1000 | 1000 | 24000
2021-06-25 | 1000 | 1000 | 1000 | 1000 | 1000 | 1000 | 1000 | 1000 | 1000 | 1000 | 1000 | 1000 | 1000 | 1000 | 1000 | 1000 | 1000 | 1000 | 1000 | 1000 | 1000 | 1000 | 1000 | 1000 | 24000
2021-06-26 | 1000 | 1000 | 1000 | 1000 | 1000 | 1000 | 1000 | 1000 | 1000 | 1000 | 1000 | 1000 | 1000 | 1000 | 1000 | 1000 | 1000 | 1000 | 1000 | 1000 | 1000 | 1000 | 1000 | 1000 | 24000
2021-06-27 | 1000 | 1000 | 1000 | 1000 | 1000 | 1000 | 1000 | 1000 | 1000 | 1000 | 1000 | 1000 | 1000 | 1000 | 1000 | 1000 | 1000 | 1000 | 1000 | 1000 | 1000 | 1000 | 1000 | 1000 | 24000
2021-06-28 | 1000 | 1000 | 1000 | 1000 | 1000 | 1000 | 1000 | 1000 | 1000 | 1000 | 1000 | 1000 | 1000 | 1000 | 1000 | 1000 | 1000 | 1000 | 1000 | 1000 | 1000 | 1000 | 1000 | 1000 | 24000
2021-06-29 | 1000 | 1000 | 1000 | 1000 | 1000 | 1000 | 1000 | 1000 | 1000 | 1000 | 1000 | 1000 | 1000 | 1000 | 1000 | 1000 | 1000 | 1000 | 1000 | 1000 | 1000 | 1000 | 1000 | 1000 | 24000
2021-06-30 | 1000 | 1000 | 1000 | 1000 | 1000 | 1000 | 1000 | 1000 | 1000 | 1000 | 1000 | 1000 | 1000 | 1000 | 1000 | 1000 | 1000 | 1000 | 1000 | 1000 | 1000 | 1000 | 1000 | 1000 | 24000
2021-07-01 | 1000 | 1000 | 1000 | 1000 | 1000 | 1000 | 1000 | 1000 | 1000 | 1000 | 1000 | 1000 | 1000 | 1000 | 1000 | 1000 | 1000 | 1000 | 1000 | 1000 | 1000 | 1000 | 1000 | 1000 | 24000
2021-07-02 | 1000 | 1000 | 1000 | 1000 | 1000 | 1000 | 1000 | 1000 | 1000 | 1000 | 1000 | 1000 | 1000 | 1000 | 1000 | 1000 | 1000 | 1000 | 1000 | 1000 | 1000 | 1000 | 1000 | 1000 | 24000
2021-07-03 | 1000 | 1000 | 1000 | 1000 | 1000 | 1000 | 1000 | 1000 | 1000 | 1000 | 1000 | 1000 | 1000 | 1000 | 1000 | 1000 | 1000 | 1000 | 1000 | 1000 | 1000 | 1000 | 1000 | 1000 | 24000
2021-07-04 | 1000 | 1000 | 1000 | 1000 | 1000 | 1000 | 1000 | 1000 | 1000 | 1000 | 1000 | 1000 | 1000 | 1000 | 1000 | 1000 | 1000 | 1000 | 1000 | 1000 | 1000 | 1000 | 1000 | 1000 | 24000
2021-07-05 | 1000 | 1000 | 1000 | 1000 | 1000 | 1000 | 1000 | 1000 | 1000 | 1000 | 1000 | 1000 | 1000 | 1000 | 1000 | 1000 | 1000 | 1000 | 1000 | 1000 | 1000 | 1000 | 1000 | 1000 | 24000
2021-07-06 | 1000 | 1000 | 1000 | 1000 | 1000 | 1000 | 1000 | 1000 | 1000 | 1000 | 1000 | 1000 | 1000 | 1000 | 1000 | 1000 | 1000 | 1000 | 1000 | 1000 | 1000 | 1000 | 1000 | 1000 | 24000
2021-07-07 | 1000 | 1000 | 1000 | 1000 | 1000 | 1000 | 1000 | 1000 | 1000 | 1000 | 1000 | 1000 | 1000 | 1000 | 1000 | 1000 | 1000 | 1000 | 1000 | 1000 | 1000 | 1000 | 1000 | 1000 | 24000
2021-07-08 | 1000 | 1000 | 1000 | 1000 | 1000 | 1000 | 1000 | 1000 | 1000 | 1000 | 1000 | 1000 | 1000 | 1000 | 1000 | 1000 | 1000 | 1000 | 1000 | 1000 | 1000 | 1000 | 1000 | 1000 | 24000
2021-07-09 | 1000 | 1000 | 1000 | 1000 | 1000 | 1000 | 1000 | 1000 | 1000 | 1000 | 1000 | 1000 | 1000 | 1000 | 1000 | 1000 | 1000 | 1000 | 1000 | 1000 | 1000 | 1000 | 1000 | 1000 | 24000
2021-07-10 | 1000 | 1000 | 1000 | 1000 | 1000 | 1000 | 1000 | 1000 | 1000 | 1000 | 1000 | 1000 | 1000 | 1000 | 1000 | 1000 | 1000 | 1000 | 1000 | 1000 | 1000 | 1000 | 1000 | 1000 | 24000
2021-07-11 | 1000 | 1000 | 1000 | 1000 | 1000 | 1000 | 1000 | 1000 | 1000 | 1000 | 1000 | 1000 | 1000 | 1000 | 1000 | 1000 | 1000 | 1000 | 1000 | 1000 | 1000 | 1000 | 1000 | 1000 | 24000
2021-07-12 | 1000 | 1000 | 1000 | 1000 | 1000 | 1000 | 1000 | 1000 | 1000 | 1000 | 1000 | 1000 | 1000 | 1000 | 1000 | 1000 | 1000 | 1000 | 1000 | 1000 | 1000 | 1000 | 1000 | 1000 | 24000
2021-07-13 | 1000 | 1000 | 1000 | 1000 | 1000 | 1000 | 1000 | 1000 | 1000 | 1000 | 1000 | 1000 | 1000 | 1000 | 1000 | 1000 | 1000 | 1000 | 1000 | 1000 | 1000 | 1000 | 1000 | 1000 | 24000
2021-07-14 | 1000 | 1000 | 1000 | 1000 | 1000 | 1000 | 1000 | 1000 | 1000 | 1000 | 1000 | 1000 | 1000 | 1000 | 1000 | 1000 | 1000 | 1000 | 1000 | 1000 | 1000 | 1000 | 1000 | 1000 | 24000
2021-07-15 | 1000 | 1000 | 1000 | 1000 | 1000 | 1000 | 1000 | 1000 | 1000 | 1000 | 1000 | 1000 | 1000 | 1000 | 1000 | 1000 | 1000 | 1000 | 1000 | 1000 | 1000 | 1000 | 1000 | 1000 | 24000
2021-07-16 | 1000 | 1000 | 1000 | 1000 | 1000 | 1000 | 1000 | 1000 | 1000 | 1000 | 1000 | 1000 | 1000 | 1000 | 1000 | 1000 | 1000 | 1000 | 1000 | 1000 | 1000 | 1000 | 1000 | 1000 | 24000
2021-07-17 | 1000 | 1000 | 1000 | 1000 | 1000 | 1000 | 1000 | 1000 | 1000 | 1000 | 1000 | 1000 | 1000 | 1000 | 1000 | 1000 | 1000 | 1000 | 1000 | 1000 | 1000 | 1000 | 1000 | 1000 | 24000
2021-07-18 | 1000 | 1000 | 1000 | 1000 | 1000 | 1000 | 1000 | 1000 | 1000 | 1000 | 1000 | 1000 | 1000 | 1000 | 1000 | 1000 | 1000 | 1000 | 1000 | 1000 | 1000 | 1000 | 1000 | 1000 | 24000
2021-07-19 | 1000 | 1000 | 1000 | 1000 | 1000 | 1000 | 1000 | 1000 | 1000 | 1000 | 1000 | 1000 | 1000 | 1000 | 1000 | 1000 | 1000 | 1000 | 1000 | 1000 | 1000 | 1000 | 1000 | 1000 | 24000
2021-07-20 | 1000 | 1000 | 1000 | 1000 | 1000 | 1000 | 1000 | 1000 | 1000 | 1000 | 1000 | 1000 | 1000 | 1000 | 1000 | 1000 | 1000 | 1000 | 1000 | 1000 | 1000 | 1000 | 1000 | 1000 | 24000
2021-07-21 | 1000 | 1000 | 1000 | 1000 | 1000 | 1000 | 1000 | 1000 | 1000 | 1000 | 1000 | 1000 | 1000 | 1000 | 1000 | 1000 | 1000 | 1000 | 1000 | 1000 | 1000 | 1000 | 1000 | 1000 | 24000
2021-07-22 | 1000 | 1000 | 1000 | 1000 | 1000 | 1000 | 1000 | 1000 | 1000 | 1000 | 1000 | 1000 | 1000 | 1000 | 1000 | 1000 | 1000 | 1000 | 1000 | 1000 | 1000 | 1000 | 1000 | 1000 | 24000
2021-07-23 | 1000 | 1000 | 1000 | 1000 | 1000 | 1000 | 1000 | 1000 | 1000 | 1000 | 1000 | 1000 | 1000 | 1000 | 1000 | 1000 | 1000 | 1000 | 1000 | 1000 | 1000 | 1000 | 1000 | 1000 | 24000
2021-07-24 | 1000 | 1000 | 1000 | 1000 | 1000 | 1000 | 1000 | 1000 | 1000 | 1000 | 1000 | 1000 | 1000 | 1000 | 1000 | 1000 | 1000 | 1000 | 1000 | 1000 | 1000 | 1000 | 1000 | 1000 | 24000
2021-07-25 | 1000 | 1000 | 1000 | 1000 | 1000 | 1000 | 1000 | 1000 | 1000 | 1000 | 1000 | 1000 | 1000 | 1000 | 1000 | 1000 | 1000 | 1000 | 1000 | 1000 | 1000 | 1000 | 1000 | 1000 | 24000
2021-07-26 | 1000 | 1000 | 1000 | 1000 | 1000 | 1000 | 1000 | 1000 | 1000 | 1000 | 1000 | 1000 | 1000 | 1000 | 1000 | 1000 | 1000 | 1000 | 1000 | 1000 | 1000 | 1000 | 1000 | 1000 | 24000
2021-07-27 | 1000 | 1000 | 1000 | 1000 | 1000 | 1000 | 1000 | 1000 | 1000 | 1000 | 1000 | 1000 | 1000 | 1000 | 1000 | 1000 | 1000 | 1000 | 1000 | 1000 | 1000 | 1000 | 1000 | 1000 | 24000
2021-07-28 | 1000 | 1000 | 1000 | 1000 | 1000 | 1000 | 1000 | 1000 | 1000 | 1000 | 1000 | 1000 | 1000 | 1000 | 1000 | 1000 | 1000 | 1000 | 1000 | 1000 | 1000 | 1000 | 1000 | 1000 | 24000
2021-07-29 | 1000 | 1000 | 1000 | 1000 | 1000 | 1000 | 1000 | 1000 | 1000 | 1000 | 1000 | 1000 | 1000 | 1000 | 1000 | 1000 | 1000 | 1000 | 1000 | 1000 | 1000 | 1000 | 1000 | 1000 | 24000
2021-07-30 | 1000 | 1000 | 1000 | 1000 | 1000 | 1000 | 1000 | 1000 | 1000 | 1000 | 1000 | 1000 | 1000 | 1000 | 1000 | 1000 | 1000 | 1000 | 1000 | 1000 | 1000 | 1000 | 1000 | 1000 | 24000
2021-07-31 | 1000 | 1000 | 1000 | 1000 | 1000 | 1000 | 1000 | 1000 | 1000 | 1000 | 1000 | 1000 | 1000 | 1000 | 1000 | 1000 | 1000 | 1000 | 1000 | 1000 | 1000 | 1000 | 1000 | 1000 | 24000
2021-08-01 | 1000 | 1000 | 1000 | 1000 | 1000 | 1000 | 1000 | 1000 | 1000 | 1000 | 1000 | 1000 | 1000 | 1000 | 1000 | 1000 | 1000 | 1000 | 1000 | 1000 | 1000 | 1000 | 1000 | 1000 | 24000
2021-08-02 | 1000 | 1000 | 1000 | 1000 | 1000 | 1000 | 1000 | 1000 | 1000 | 1000 | 1000 | 1000 | 1000 | 1000 | 1000 | 1000 | 1000 | 1000 | 1000 | 1000 | 1000 | 1000 | 1000 | 1000 | 24000
2021-08-03 | 1000 | 1000 | 1000 | 1000 | 1000 | 1000 | 1000 | 1000 | 1000 | 1000 | 1000 | 1000 | 1000 | 1000 | 1000 | 1000 | 1000 | 1000 | 1000 | 1000 | 1000 | 1000 | 1000 | 1000 | 24000
2021-08-04 | 1000 | 1000 | 1000 | 1000 | 1000 | 1000 | 1000 | 1000 | 1000 | 1000 | 1000 | 1000 | 1000 | 1000 | 1000 | 1000 | 1000 | 1000 | 1000 | 1000 | 1000 | 1000 | 1000 | 1000 | 24000
2021-08-05 | 1000 | 1000 | 1000 | 1000 | 1000 | 1000 | 1000 | 1000 | 1000 | 1000 | 1000 | 1000 | 1000 | 1000 | 1000 | 1000 | 1000 | 1000 | 1000 | 1000 | 1000 | 1000 | 1000 | 1000 | 24000
2021-08-06 | 1000 | 1000 | 1000 | 1000 | 1000 | 1000 | 1000 | 1000 | 1000 | 1000 | 1000 | 1000 | 1000 | 1000 | 1000 | 1000 | 1000 | 1000 | 1000 | 1000 | 1000 | 1000 | 1000 | 1000 | 24000
2021-08-07 | 1000 | 1000 | 1000 | 1000 | 1000 | 1000 | 1000 | 1000 | 1000 | 1000 | 1000 | 1000 | 1000 | 1000 | 1000 | 1000 | 1000 | 1000 | 1000 | 1000 | 1000 | 1000 | 1000 | 1000 | 24000
2021-08-08 | 1000 | 1000 | 1000 | 1000 | 1000 | 1000 | 1000 | 1000 | 1000 | 1000 | 1000 | 1000 | 1000 | 1000 | 1000 | 1000 | 1000 | 1000 | 1000 | 1000 | 1000 | 1000 | 1000 | 1000 | 24000
2021-08-09 | 1000 | 1000 | 1000 | 1000 | 1000 | 1000 | 1000 | 1000 | 1000 | 1000 | 1000 | 1000 | 1000 | 1000 | 1000 | 1000 | 1000 | 1000 | 1000 | 1000 | 1000 | 1000 | 1000 | 1000 | 24000
2021-08-10 | 1000 | 1000 | 1000 | 1000 | 1000 | 1000 | 1000 | 1000 | 1000 | 1000 | 1000 | 1000 | 1000 | 1000 | 1000 | 1000 | 1000 | 1000 | 1000 | 1000 | 1000 | 1000 | 1000 | 1000 | 24000
2021-08-11 | 1000 | 1000 | 1000 | 1000 | 1000 | 1000 | 1000 | 1000 | 1000 | 1000 | 1000 | 1000 | 1000 | 1000 | 1000 | 1000 | 1000 | 1000 | 1000 | 1000 | 1000 | 1000 | 1000 | 1000 | 24000
2021-08-12 | 1000 | 1000 | 1000 | 1000 | 1000 | 1000 | 1000 | 1000 | 1000 | 1000 | 1000 | 1000 | 1000 | 1000 | 1000 | 1000 | 1000 | 1000 | 1000 | 1000 | 1000 | 1000 | 1000 | 1000 | 24000
2021-08-13 | 1000 | 1000 | 1000 | 1000 | 1000 | 1000 | 1000 | 1000 | 1000 | 1000 | 1000 | 1000 | 1000 | 1000 | 1000 | 1000 | 1000 | 1000 | 1000 | 1000 | 1000 | 1000 | 1000 | 1000 | 24000
2021-08-14 | 1000 | 1000 | 1000 | 1000 | 1000 | 1000 | 1000 | 1000 | 1000 | 1000 | 1000 | 1000 | 1000 | 1000 | 1000 | 1000 | 1000 | 1000 | 1000 | 1000 | 1000 | 1000 | 1000 | 1000 | 24000
2021-08-15 | 1000 | 1000 | 1000 | 1000 | 1000 | 1000 | 1000 | 1000 | 1000 | 1000 | 1000 | 1000 | 1000 | 1000 | 1000 | 1000 | 1000 | 1000 | 1000 | 1000 | 1000 | 1000 | 1000 | 1000 | 24000
2021-08-16 | 1000 | 1000 | 1000 | 1000 | 1000 | 1000 | 1000 | 1000 | 1000 | 1000 | 1000 | 1000 | 1000 | 1000 | 1000 | 1000 | 1000 | 1000 | 1000 | 1000 | 1000 | 1000 | 1000 | 1000 | 24000
2021-08-17 | 1000 | 1000 | 1000 | 1000 | 1000 | 1000 | 1000 | 1000 | 1000 | 1000 | 1000 | 1000 | 1000 | 1000 | 1000 | 1000 | 1000 | 1000 | 1000 | 1000 | 1000 | 1000 | 1000 | 1000 | 24000
2021-08-18 | 1000 | 1000 | 1000 | 1000 | 1000 | 1000 | 1000 | 1000 | 1000 | 1000 | 1000 | 1000 | 1000 | 1000 | 1000 | 1000 | 1000 | 1000 | 1000 | 1000 | 1000 | 1000 | 1000 | 1000 | 24000
2021-08-19 | 1000 | 1000 | 1000 | 1000 | 1000 | 1000 | 1000 | 1000 | 1000 | 1000 | 1000 | 1000 | 1000 | 1000 | 1000 | 1000 | 1000 | 1000 | 1000 | 1000 | 1000 | 1000 | 1000 | 1000 | 24000
2021-08-20 | 1000 | 1000 | 1000 | 1000 | 1000 | 1000 | 1000 | 1000 | 1000 | 1000 | 1000 | 1000 | 1000 | 1000 | 1000 | 1000 | 1000 | 1000 | 1000 | 1000 | 1000 | 1000 | 1000 | 1000 | 24000
2021-08-21 | 1000 | 1000 | 1000 | 1000 | 1000 | 1000 | 1000 | 1000 | 1000 | 1000 | 1000 | 1000 | 1000 | 1000 | 1000 | 1000 | 1000 | 1000 | 1000 | 1000 | 1000 | 1000 | 1000 | 1000 | 24000
2021-08-22 | 1000 | 1000 | 1000 | 1000 | 1000 | 1000 | 1000 | 1000 | 1000 | 1000 | 1000 | 1000 | 1000 | 1000 | 1000 | 1000 | 1000 | 1000 | 1000 | 1000 | 1000 | 1000 | 1000 | 1000 | 24000
2021-08-23 | 1000 | 1000 | 1000 | 1000 | 1000 | 1000 | 1000 | 1000 | 1000 | 1000 | 1000 | 1000 | 1000 | 1000 | 1000 | 1000 | 1000 | 1000 | 1000 | 1000 | 1000 | 1000 | 1000 | 1000 | 24000
2021-08-24 | 1000 | 1000 | 1000 | 1000 | 1000 | 1000 | 1000 | 1000 | 1000 | 1000 | 1000 | 1000 | 1000 | 1000 | 1000 | 1000 | 1000 | 1000 | 1000 | 1000 | 1000 | 1000 | 1000 | 1000 | 24000
2021-08-25 | 1000 | 1000 | 1000 | 1000 | 1000 | 1000 | 1000 | 1000 | 1000 | 1000 | 1000 | 1000 | 1000 | 1000 | 1000 | 1000 | 1000 | 1000 | 1000 | 1000 | 1000 | 1000 | 1000 | 1000 | 24000
2021-08-26 | 1000 | 1000 | 1000 | 1000 | 1000 | 1000 | 1000 | 1000 | 1000 | 1000 | 1000 | 1000 | 1000 | 1000 | 1000 | 1000 | 1000 | 1000 | 1000 | 1000 | 1000 | 1000 | 1000 | 1000 | 24000
2021-08-27 | 1000 | 1000 | 1000 | 1000 | 1000 | 1000 | 1000 | 1000 | 1000 | 1000 | 1000 | 1000 | 1000 | 1000 | 1000 | 1000 | 1000 | 1000 | 1000 | 1000 | 1000 | 1000 | 1000 | 1000 | 24000
2021-08-28 | 1000 | 1000 | 1000 | 1000 | 1000 | 1000 | 1000 | 1000 | 1000 | 1000 | 1000 | 1000 | 1000 | 1000 | 1000 | 1000 | 1000 | 1000 | 1000 | 1000 | 1000 | 1000 | 1000 | 1000 | 24000
2021-08-29 | 1000 | 1000 | 1000 | 1000 | 1000 | 1000 | 1000 | 1000 | 1000 | 1000 | 1000 | 1000 | 1000 | 1000 | 1000 | 1000 | 1000 | 1000 | 1000 | 1000 | 1000 | 1000 | 1000 | 1000 | 24000
2021-08-30 | 1000 | 1000 | 1000 | 1000 | 1000 | 1000 | 1000 | 1000 | 1000 | 1000 | 1000 | 1000 | 1000 | 1000 | 1000 | 1000 | 1000 | 1000 | 1000 | 1000 | 1000 | 1000 | 1000 | 1000 | 24000
2021-08-31 | 1000 | 1000 | 1000 | 1000 | 1000 | 1000 | 1000 | 1000 | 1000 | 1000 | 1000 | 1000 | 1000 | 1000 | 1000 | 1000 | 1000 | 1000 | 1000 | 1000 | 1000 | 1000 | 1000 | 1000 | 24000
2021-09-01 | 1000 | 1000 | 1000 | 1000 | 1000 | 1000 | 1000 | 1000 | 1000 | 1000 | 1000 | 1000 | 1000 | 1000 | 1000 | 1000 | 1000 | 1000 | 1000 | 1000 | 1000 | 1000 | 1000 | 1000 | 24000
2021-09-02 | 1000 | 1000 | 1000 | 1000 | 1000 | 1000 | 1000 | 1000 | 1000 | 1000 | 1000 | 1000 | 1000 | 1000 | 1000 | 1000 | 1000 | 1000 | 1000 | 1000 | 1000 | 1000 | 1000 | 1000 | 24000
2021-09-03 | 1000 | 1000 | 1000 | 1000 | 1000 | 1000 | 1000 | 1000 | 1000 | 1000 | 1000 | 1000 | 1000 | 1000 | 1000 | 1000 | 1000 | 1000 | 1000 | 1000 | 1000 | 1000 | 1000 | 1000 | 24000
2021-09-04 | 1000 | 1000 | 1000 | 1000 | 1000 | 1000 | 1000 | 1000 | 1000 | 1000 | 1000 | 1000 | 1000 | 1000 | 1000 | 1000 | 1000 | 1000 | 1000 | 1000 | 1000 | 1000 | 1000 | 1000 | 24000
2021-09-05 | 1000 | 1000 | 1000 | 1000 | 1000 | 1000 | 1000 | 1000 | 1000 | 1000 | 1000 | 1000 | 1000 | 1000 | 1000 | 1000 | 1000 | 1000 | 1000 | 1000 | 1000 | 1000 | 1000 | 1000 | 24000
2021-09-06 | 1000 | 1000 | 1000 | 1000 | 1000 | 1000 | 1000 | 1000 | 1000 | 1000 | 1000 | 1000 | 1000 | 1000 | 1000 | 1000 | 1000 | 1000 | 1000 | 1000 | 1000 | 1000 | 1000 | 1000 | 24000
2021-09-07 | 1000 | 1000 | 1000 | 1000 | 1000 | 1000 | 1000 | 1000 | 1000 | 1000 | 1000 | 1000 | 1000 | 1000 | 1000 | 1000 | 1000 | 1000 | 1000 | 1000 | 1000 | 1000 | 1000 | 1000 | 24000
2021-09-08 | 1000 | 1000 | 1000 | 1000 | 1000 | 1000 | 1000 | 1000 | 1000 | 1000 | 1000 | 1000 | 1000 | 1000 | 1000 | 1000 | 1000 | 1000 | 1000 | 1000 | 1000 | 1000 | 1000 | 1000 | 24000
2021-09-09 | 1000 | 1000 | 1000 | 1000 | 1000 | 1000 | 1000 | 1000 | 1000 | 1000 | 1000 | 1000 | 1000 | 1000 | 1000 | 1000 | 1000 | 1000 | 1000 | 1000 | 1000 | 1000 | 1000 | 1000 | 24000
2021-09-10 | 1000 | 1000 | 1000 | 1000 | 1000 | 1000 | 1000 | 1000 | 1000 | 1000 | 1000 | 1000 | 1000 | 1000 | 1000 | 1000 | 1000 | 1000 | 1000 | 1000 | 1000 | 1000 | 1000 | 1000 | 24000
2021-09-11 | 1000 | 1000 | 1000 | 1000 | 1000 | 1000 | 1000 | 1000 | 1000 | 1000 | 1000 | 1000 | 1000 | 1000 | 1000 | 1000 | 1000 | 1000 | 1000 | 1000 | 1000 | 1000 | 1000 | 1000 | 24000
2021-09-12 | 1000 | 1000 | 1000 | 1000 | 1000 | 1000 | 1000 | 1000 | 1000 | 1000 | 1000 | 1000 | 1000 | 1000 | 1000 | 1000 | 1000 | 1000 | 1000 | 1000 | 1000 | 1000 | 1000 | 1000 | 24000
2021-09-13 | 1000 | 1000 | 1000 | 1000 | 1000 | 1000 | 1000 | 1000 | 1000 | 1000 | 1000 | 1000 | 1000 | 1000 | 1000 | 1000 | 1000 | 1000 | 1000 | 1000 | 1000 | 1000 | 1000 | 1000 | 24000
2021-09-14 | 1000 | 1000 | 1000 | 1000 | 1000 | 1000 | 1000 | 1000 | 1000 | 1000 | 1000 | 1000 | 1000 | 1000 | 1000 | 1000 | 1000 | 1000 | 1000 | 1000 | 1000 | 1000 | 1000 | 1000 | 24000
2021-09-15 | 1000 | 1000 | 1000 | 1000 | 1000 | 1000 | 1000 | 1000 | 1000 | 1000 | 1000 | 1000 | 1000 | 1000 | 1000 | 1000 | 1000 | 1000 | 1000 | 1000 | 1000 | 1000 | 1000 | 1000 | 24000
2021-09-16 | 1000 | 1000 | 1000 | 1000 | 1000 | 1000 | 1000 | 1000 | 1000 | 1000 | 1000 | 1000 | 1000 | 1000 | 1000 | 1000 | 1000 | 1000 | 1000 | 1000 | 1000 | 1000 | 1000 | 1000 | 24000
2021-09-17 | 1000 | 1000 | 1000 | 1000 | 1000 | 1000 | 1000 | 1000 | 1000 | 1000 | 1000 | 1000 | 1000 | 1000 | 1000 | 1000 | 1000 | 1000 | 1000 | 1000 | 1000 | 1000 | 1000 | 1000 | 24000
2021-09-18 | 1000 | 1000 | 1000 | 1000 | 1000 | 1000 | 1000 | 1000 | 1000 | 1000 | 1000 | 1000 | 1000 | 1000 | 1000 | 1000 | 1000 | 1000 | 1000 | 1000 | 1000 | 1000 | 1000 | 1000 | 24000
2021-09-19 | 1000 | 1000 | 1000 | 1000 | 1000 | 1000 | 1000 | 1000 | 1000 | 1000 | 1000 | 1000 | 1000 | 1000 | 1000 | 1000 | 1000 | 1000 | 1000 | 1000 | 1000 | 1000 | 1000 | 1000 | 24000
2021-09-20 | 1000 | 1000 | 1000 | 1000 | 1000 | 1000 | 1000 | 1000 | 1000 | 1000 | 1000 | 1000 | 1000 | 1000 | 1000 | 1000 | 1000 | 1000 | 1000 | 1000 | 1000 | 1000 | 1000 | 1000 | 24000
2021-09-21 | 1000 | 1000 | 1000 | 1000 | 1000 | 1000 | 1000 | 1000 | 1000 | 1000 | 1000 | 1000 | 1000 | 1000 | 1000 | 1000 | 1000 | 1000 | 1000 | 1000 | 1000 | 1000 | 1000 | 1000 | 24000
2021-09-22 | 1000 | 1000 | 1000 | 1000 | 1000 | 1000 | 1000 | 1000 | 1000 | 1000 | 1000 | 1000 | 1000 | 1000 | 1000 | 1000 | 1000 | 1000 | 1000 | 1000 | 1000 | 1000 | 1000 | 1000 | 24000
2021-09-23 | 1000 | 1000 | 1000 | 1000 | 1000 | 1000 | 1000 | 1000 | 1000 | 1000 | 1000 | 1000 | 1000 | 1000 | 1000 | 1000 | 1000 | 1000 | 1000 | 1000 | 1000 | 1000 | 1000 | 1000 | 24000
2021-09-24 | 1000 | 1000 | 1000 | 1000 | 1000 | 1000 | 1000 | 1000 | 1000 | 1000 | 1000 | 1000 | 1000 | 1000 | 1000 | 1000 | 1000 | 1000 | 1000 | 1000 | 1000 | 1000 | 1000 | 1000 | 24000
2021-09-25 | 1000 | 1000 | 1000 | 1000 | 1000 | 1000 | 1000 | 1000 | 1000 | 1000 | 1000 | 1000 | 1000 | 1000 | 1000 | 1000 | 1000 | 1000 | 1000 | 1000 | 1000 | 1000 | 1000 | 1000 | 24000
2021-09-26 | 1000 | 1000 | 1000 | 1000 | 1000 | 1000 | 1000 | 1000 | 1000 | 1000 | 1000 | 1000 | 1000 | 1000 | 1000 | 1000 | 1000 | 1000 | 1000 | 1000 | 1000 | 1000 | 1000 | 1000 | 24000
2021-09-27 | 1000 | 1000 | 1000 | 1000 | 1000 | 1000 | 1000 | 1000 | 1000 | 1000 | 1000 | 1000 | 1000 | 1000 | 1000 | 1000 | 1000 | 1000 | 1000 | 1000 | 1000 | 1000 | 1000 | 1000 | 24000
2021-09-28 | 1000 | 1000 | 1000 | 1000 | 1000 | 1000 | 1000 | 1000 | 1000 | 1000 | 1000 | 1000 | 1000 | 1000 | 1000 | 1000 | 1000 | 1000 | 1000 | 1000 | 1000 | 1000 | 1000 | 1000 | 24000
2021-09-29 | 1000 | 1000 | 1000 | 1000 | 1000 | 1000 | 1000 | 1000 | 1000 | 1000 | 1000 | 1000 | 1000 | 1000 | 1000 | 1000 | 1000 | 1000 | 1000 | 1000 | 1000 | 1000 | 1000 | 1000 | 24000
2021-09-30 | 1000 | 1000 | 1000 | 1000 | 1000 | 1000 | 1000 | 1000 | 1000 | 1000 | 1000 | 1000 | 1000 | 1000 | 1000 | 1000 | 1000 | 1000 | 1000 | 1000 | 1000 | 1000 | 1000 | 1000 | 24000
2021-10-01 | 1000 | 1000 | 1000 | 1000 | 1000 | 1000 | 1000 | 1000 | 1000 | 1000 | 1000 | 1000 | 1000 | 1000 | 1000 | 1000 | 1000 | 1000 | 1000 | 1000 | 1000 | 1000 | 1000 | 1000 | 24000
2021-10-02 | 1000 | 1000 | 1000 | 1000 | 1000 | 1000 | 1000 | 1000 | 1000 | 1000 | 1000 | 1000 | 1000 | 1000 | 1000 | 1000 | 1000 | 1000 | 1000 | 1000 | 1000 | 1000 | 1000 | 1000 | 24000
2021-10-03 | 1000 | 1000 | 1000 | 1000 | 1000 | 1000 | 1000 | 1000 | 1000 | 1000 | 1000 | 1000 | 1000 | 1000 | 1000 | 1000 | 1000 | 1000 | 1000 | 1000 | 1000 | 1000 | 1000 | 1000 | 24000
2021-10-04 | 1000 | 1000 | 1000 | 1000 | 1000 | 1000 | 1000 | 1000 | 1000 | 1000 | 1000 | 1000 | 1000 | 1000 | 1000 | 1000 | 1000 | 1000 | 1000 | 1000 | 1000 | 1000 | 1000 | 1000 | 24000
2021-10-05 | 1000 | 1000 | 1000 | 1000 | 1000 | 1000 | 1000 | 1000 | 1000 | 1000 | 1000 | 1000 | 1000 | 1000 | 1000 | 1000 | 1000 | 1000 | 1000 | 1000 | 1000 | 1000 | 1000 | 1000 | 24000
2021-10-06 | 1000 | 1000 | 1000 | 1000 | 1000 | 1000 | 1000 | 1000 | 1000 | 1000 | 1000 | 1000 | 1000 | 1000 | 1000 | 1000 | 1000 | 1000 | 1000 | 1000 | 1000 | 1000 | 1000 | 1000 | 24000
2021-10-07 | 1000 | 1000 | 1000 | 1000 | 1000 | 1000 | 1000 | 1000 | 1000 | 1000 | 1000 | 1000 | 1000 | 1000 | 1000 | 1000 | 1000 | 1000 | 1000 | 1000 | 1000 | 1000 | 1000 | 1000 | 24000
2021-10-08 | 1000 | 1000 | 1000 | 1000 | 1000 | 1000 | 1000 | 1000 | 1000 | 1000 | 1000 | 1000 | 1000 | 1000 | 1000 | 1000 | 1000 | 1000 | 1000 | 1000 | 1000 | 1000 | 1000 | 1000 | 24000
2021-10-09 | 1000 | 1000 | 1000 | 1000 | 1000 | 1000 | 1000 | 1000 | 1000 | 1000 | 1000 | 1000 | 1000 | 1000 | 1000 | 1000 | 1000 | 1000 | 1000 | 1000 | 1000 | 1000 | 1000 | 1000 | 24000
2021-10-10 | 1000 | 1000 | 1000 | 1000 | 1000 | 1000 | 1000 | 1000 | 1000 | 1000 | 1000 | 1000 | 1000 | 1000 | 1000 | 1000 | 1000 | 1000 | 1000 | 1000 | 1000 | 1000 | 1000 | 1000 | 24000
2021-10-11 | 1000 | 1000 | 1000 | 1000 | 1000 | 1000 | 1000 | 1000 | 1000 | 1000 | 1000 | 1000 | 1000 | 1000 | 1000 | 1000 | 1000 | 1000 | 1000 | 1000 | 1000 | 1000 | 1000 | 1000 | 24000
2021-10-12 | 1000 | 1000 | 1000 | 1000 | 1000 | 1000 | 1000 | 1000 | 1000 | 1000 | 1000 | 1000 | 1000 | 1000 | 1000 | 1000 | 1000 | 1000 | 1000 | 1000 | 1000 | 1000 | 1000 | 1000 | 24000
2021-10-13 | 1000 | 1000 | 1000 | 1000 | 1000 | 1000 | 1000 | 1000 | 1000 | 1000 | 1000 | 1000 | 1000 | 1000 | 1000 | 1000 | 1000 | 1000 | 1000 | 1000 | 1000 | 1000 | 1000 | 1000 | 24000
2021-10-14 | 1000 | 1000 | 1000 | 1000 | 1000 | 1000 | 1000 | 1000 | 1000 | 1000 | 1000 | 1000 | 1000 | 1000 | 1000 | 1000 | 1000 | 1000 | 1000 | 1000 | 1000 | 1000 | 1000 | 1000 | 24000
2021-10-15 | 1000 | 1000 | 1000 | 1000 | 1000 | 1000 | 1000 | 1000 | 1000 | 1000 | 1000 | 1000 | 1000 | 1000 | 1000 | 1000 | 1000 | 1000 | 1000 | 1000 | 1000 | 1000 | 1000 | 1000 | 24000
2021-10-16 | 1000 | 1000 | 1000 | 1000 | 1000 | 1000 | 1000 | 1000 | 1000 | 1000 | 1000 | 1000 | 1000 | 1000 | 1000 | 1000 | 1000 | 1000 | 1000 | 1000 | 1000 | 1000 | 1000 | 1000 | 24000
2021-10-17 | 1000 | 1000 | 1000 | 1000 | 1000 | 1000 | 1000 | 1000 | 1000 | 1000 | 1000 | 1000 | 1000 | 1000 | 1000 | 1000 | 1000 | 1000 | 1000 | 1000 | 1000 | 1000 | 1000 | 1000 | 24000
2021-10-18 | 1000 | 1000 | 1000 | 1000 | 1000 | 1000 | 1000 | 1000 | 1000 | 1000 | 1000 | 1000 | 1000 | 1000 | 1000 | 1000 | 1000 | 1000 | 1000 | 1000 | 1000 | 1000 | 1000 | 1000 | 24000
2021-10-19 | 1000 | 1000 | 1000 | 1000 | 1000 | 1000 | 1000 | 1000 | 1000 | 1000 | 1000 | 1000 | 1000 | 1000 | 1000 | 1000 | 1000 | 1000 | 1000 | 1000 | 1000 | 1000 | 1000 | 1000 | 24000
2021-10-20 | 1000 | 1000 | 1000 | 1000 | 1000 | 1000 | 1000 | 1000 | 1000 | 1000 | 1000 | 1000 | 1000 | 1000 | 1000 | 1000 | 1000 | 1000 | 1000 | 1000 | 1000 | 1000 | 1000 | 1000 | 24000
2021-10-21 | 1000 | 1000 | 1000 | 1000 | 1000 | 1000 | 1000 | 1000 | 1000 | 1000 | 1000 | 1000 | 1000 | 1000 | 1000 | 1000 | 1000 | 1000 | 1000 | 1000 | 1000 | 1000 | 1000 | 1000 | 24000
2021-10-22 | 1000 | 1000 | 1000 | 1000 | 1000 | 1000 | 1000 | 1000 | 1000 | 1000 | 1000 | 1000 | 1000 | 1000 | 1000 | 1000 | 1000 | 1000 | 1000 | 1000 | 1000 | 1000 | 1000 | 1000 | 24000
2021-10-23 | 1000 | 1000 | 1000 | 1000 | 1000 | 1000 | 1000 | 1000 | 1000 | 1000 | 1000 | 1000 | 1000 | 1000 | 1000 | 1000 | 1000 | 1000 | 1000 | 1000 | 1000 | 1000 | 1000 | 1000 | 24000
2021-10-24 | 1000 | 1000 | 1000 | 1000 | 1000 | 1000 | 1000 | 1000 | 1000 | 1000 | 1000 | 1000 | 1000 | 1000 | 1000 | 1000 | 1000 | 1000 | 1000 | 1000 | 1000 | 1000 | 1000 | 1000 | 24000
2021-10-25 | 1000 | 1000 | 1000 | 1000 | 1000 | 1000 | 1000 | 1000 | 1000 | 1000 | 1000 | 1000 | 1000 | 1000 | 1000 | 1000 | 1000 | 1000 | 1000 | 1000 | 1000 | 1000 | 1000 | 1000 | 24000
2021-10-26 | 1000 | 1000 | 1000 | 1000 | 1000 | 1000 | 1000 | 1000 | 1000 | 1000 | 1000 | 1000 | 1000 | 1000 | 1000 | 1000 | 1000 | 1000 | 1000 | 1000 | 1000 | 1000 | 1000 | 1000 | 24000
2021-10-27 | 1000 | 1000 | 1000 | 1000 | 1000 | 1000 | 1000 | 1000 | 1000 | 1000 | 1000 | 1000 | 1000 | 1000 | 1000 | 1000 | 1000 | 1000 | 1000 | 1000 | 1000 | 1000 | 1000 | 1000 | 24000
2021-10-28 | 1000 | 1000 | 1000 | 1000 | 1000 | 1000 | 1000 | 1000 | 1000 | 1000 | 1000 | 1000 | 1000 | 1000 | 1000 | 1000 | 1000 | 1000 | 1000 | 1000 | 1000 | 1000 | 1000 | 1000 | 24000
2021-10-29 | 1000 | 1000 | 1000 | 1000 | 1000 | 1000 | 1000 | 1000 | 1000 | 1000 | 1000 | 1000 | 1000 | 1000 | 1000 | 1000 | 1000 | 1000 | 1000 | 1000 | 1000 | 1000 | 1000 | 1000 | 24000
2021-10-30 | 1000 | 1000 | 1000 | 1000 | 1000 | 1000 | 1000 | 1000 | 1000 | 1000 | 1000 | 1000 | 1000 | 1000 | 1000 | 1000 | 1000 | 1000 | 1000 | 1000 | 1000 | 1000 | 1000 | 1000 | 24000
2021-10-31 | 1000 | 1000 | 1000 | 1000 | 1000 | 1000 | 1000 | 1000 | 1000 | 1000 | 1000 | 1000 | 1000 | 1000 | 1000 | 1000 | 1000 | 1000 | 1000 | 1000 | 1000 | 1000 | 1000 | 1000 | 24000
2021-11-01 | 1000 | 1000 | 1000 | 1000 | 1000 | 1000 | 1000 | 1000 | 1000 | 1000 | 1000 | 1000 | 1000 | 1000 | 1000 | 1000 | 1000 | 1000 | 1000 | 1000 | 1000 | 1000 | 1000 | 1000 | 24000
2021-11-02 | 1000 | 1000 | 1000 | 1000 | 1000 | 1000 | 1000 | 1000 | 1000 | 1000 | 1000 | 1000 | 1000 | 1000 | 1000 | 1000 | 1000 | 1000 | 1000 | 1000 | 1000 | 1000 | 1000 | 1000 | 24000
2021-11-03 | 1000 | 1000 | 1000 | 1000 | 1000 | 1000 | 1000 | 1000 | 1000 | 1000 | 1000 | 1000 | 1000 | 1000 | 1000 | 1000 | 1000 | 1000 | 1000 | 1000 | 1000 | 1000 | 1000 | 1000 | 24000
2021-11-04 | 1000 | 1000 | 1000 | 1000 | 1000 | 1000 | 1000 | 1000 | 1000 | 1000 | 1000 | 1000 | 1000 | 1000 | 1000 | 1000 | 1000 | 1000 | 1000 | 1000 | 1000 | 1000 | 1000 | 1000 | 24000
2021-11-05 | 1000 | 1000 | 1000 | 1000 | 1000 | 1000 | 1000 | 1000 | 1000 | 1000 | 1000 | 1000 | 1000 | 1000 | 1000 | 1000 | 1000 | 1000 | 1000 | 1000 | 1000 | 1000 | 1000 | 1000 | 24000
2021-11-06 | 1000 | 1000 | 1000 | 1000 | 1000 | 1000 | 1000 | 1000 | 1000 | 1000 | 1000 | 1000 | 1000 | 1000 | 1000 | 1000 | 1000 | 1000 | 1000 | 1000 | 1000 | 1000 | 1000 | 1000 | 24000
2021-11-07 | 1000 | 1000 | 1000 | 1000 | 1000 | 1000 | 1000 | 1000 | 1000 | 1000 | 1000 | 1000 | 1000 | 1000 | 1000 | 1000 | 1000 | 1000 | 1000 | 1000 | 1000 | 1000 | 1000 | 1000 | 24000
2021-11-08 | 1000 | 1000 | 1000 | 1000 | 1000 | 1000 | 1000 | 1000 | 1000 | 1000 | 1000 | 1000 | 1000 | 1000 | 1000 | 1000 | 1000 | 1000 | 1000 | 1000 | 1000 | 1000 | 1000 | 1000 | 24000
2021-11-09 | 1000 | 1000 | 1000 | 1000 | 1000 | 1000 | 1000 | 1000 | 1000 | 1000 | 1000 | 1000 | 1000 | 1000 | 1000 | 1000 | 1000 | 1000 | 1000 | 1000 | 1000 | 1000 | 1000 | 1000 | 24000
2021-11-10 | 1000 | 1000 | 1000 | 1000 | 1000 | 1000 | 1000 | 1000 | 1000 | 1000 | 1000 | 1000 | 1000 | 1000 | 1000 | 1000 | 1000 | 1000 | 1000 | 1000 | 1000 | 1000 | 1000 | 1000 | 24000
2021-11-11 | 1000 | 1000 | 1000 | 1000 | 1000 | 1000 | 1000 | 1000 | 1000 | 1000 | 1000 | 1000 | 1000 | 1000 | 1000 | 1000 | 1000 | 1000 | 1000 | 1000 | 1000 | 1000 | 1000 | 1000 | 24000
2021-11-12 | 1000 | 1000 | 1000 | 1000 | 1000 | 1000 | 1000 | 1000 | 1000 | 1000 | 1000 | 1000 | 1000 | 1000 | 1000 | 1000 | 1000 | 1000 | 1000 | 1000 | 1000 | 1000 | 1000 | 1000 | 24000
2021-11-13 | 1000 | 1000 | 1000 | 1000 | 1000 | 1000 | 1000 | 1000 | 1000 | 1000 | 1000 | 1000 | 1000 | 1000 | 1000 | 1000 | 1000 | 1000 | 1000 | 1000 | 1000 | 1000 | 1000 | 1000 | 24000
2021-11-14 | 1000 | 1000 | 1000 | 1000 | 1000 | 1000 | 1000 | 1000 | 1000 | 1000 | 1000 | 1000 | 1000 | 1000 | 1000 | 1000 | 1000 | 1000 | 1000 | 1000 | 1000 | 1000 | 1000 | 1000 | 24000
2021-11-15 | 1000 | 1000 | 1000 | 1000 | 1000 | 1000 | 1000 | 1000 | 1000 | 1000 | 1000 | 1000 | 1000 | 1000 | 1000 | 1000 | 1000 | 1000 | 1000 | 1000 | 1000 | 1000 | 1000 | 1000 | 24000
2021-11-16 | 1000 | 1000 | 1000 | 1000 | 1000 | 1000 | 1000 | 1000 | 1000 | 1000 | 1000 | 1000 | 1000 | 1000 | 1000 | 1000 | 1000 | 1000 | 1000 | 1000 | 1000 | 1000 | 1000 | 1000 | 24000
2021-11-17 | 1000 | 1000 | 1000 | 1000 | 1000 | 1000 | 1000 | 1000 | 1000 | 1000 | 1000 | 1000 | 1000 | 1000 | 1000 | 1000 | 1000 | 1000 | 1000 | 1000 | 1000 | 1000 | 1000 | 1000 | 24000
2021-11-18 | 1000 | 1000 | 1000 | 1000 | 1000 | 1000 | 1000 | 1000 | 1000 | 1000 | 1000 | 1000 | 1000 | 1000 | 1000 | 1000 | 1000 | 1000 | 1000 | 1000 | 1000 | 1000 | 1000 | 1000 | 24000
2021-11-19 | 1000 | 1000 | 1000 | 1000 | 1000 | 1000 | 1000 | 1000 | 1000 | 1000 | 1000 | 1000 | 1000 | 1000 | 1000 | 1000 | 1000 | 1000 | 1000 | 1000 | 1000 | 1000 | 1000 | 1000 | 24000
2021-11-20 | 1000 | 1000 | 1000 | 1000 | 1000 | 1000 | 1000 | 1000 | 1000 | 1000 | 1000 | 1000 | 1000 | 1000 | 1000 | 1000 | 1000 | 1000 | 1000 | 1000 | 1000 | 1000 | 1000 | 1000 | 24000
2021-11-21 | 1000 | 1000 | 1000 | 1000 | 1000 | 1000 | 1000 | 1000 | 1000 | 1000 | 1000 | 1000 | 1000 | 1000 | 1000 | 1000 | 1000 | 1000 | 1000 | 1000 | 1000 | 1000 | 1000 | 1000 | 24000
2021-11-22 | 1000 | 1000 | 1000 | 1000 | 1000 | 1000 | 1000 | 1000 | 1000 | 1000 | 1000 | 1000 | 1000 | 1000 | 1000 | 1000 | 1000 | 1000 | 1000 | 1000 | 1000 | 1000 | 1000 | 1000 | 24000
2021-11-23 | 1000 | 1000 | 1000 | 1000 | 1000 | 1000 | 1000 | 1000 | 1000 | 1000 | 1000 | 1000 | 1000 | 1000 | 1000 | 1000 | 1000 | 1000 | 1000 | 1000 | 1000 | 1000 | 1000 | 1000 | 24000
2021-11-24 | 1000 | 1000 | 1000 | 1000 | 1000 | 1000 | 1000 | 1000 | 1000 | 1000 | 1000 | 1000 | 1000 | 1000 | 1000 | 1000 | 1000 | 1000 | 1000 | 1000 | 1000 | 1000 | 1000 | 1000 | 24000
2021-11-25 | 1000 | 1000 | 1000 | 1000 | 1000 | 1000 | 1000 | 1000 | 1000 | 1000 | 1000 | 1000 | 1000 | 1000 | 1000 | 1000 | 1000 | 1000 | 1000 | 1000 | 1000 | 1000 | 1000 | 1000 | 24000
2021-11-26 | 1000 | 1000 | 1000 | 1000 | 1000 | 1000 | 1000 | 1000 | 1000 | 1000 | 1000 | 1000 | 1000 | 1000 | 1000 | 1000 | 1000 | 1000 | 1000 | 1000 | 1000 | 1000 | 1000 | 1000 | 24000
2021-11-27 | 1000 | 1000 | 1000 | 1000 | 1000 | 1000 | 1000 | 1000 | 1000 | 1000 | 1000 | 1000 | 1000 | 1000 | 1000 | 1000 | 1000 | 1000 | 1000 | 1000 | 1000 | 1000 | 1000 | 1000 | 24000
2021-11-28 | 1000 | 1000 | 1000 | 1000 | 1000 | 1000 | 1000 | 1000 | 1000 | 1000 | 1000 | 1000 | 1000 | 1000 | 1000 | 1000 | 1000 | 1000 | 1000 | 1000 | 1000 | 1000 | 1000 | 1000 | 24000
2021-11-29 | 1000 | 1000 | 1000 | 1000 | 1000 | 1000 | 1000 | 1000 | 1000 | 1000 | 1000 | 1000 | 1000 | 1000 | 1000 | 1000 | 1000 | 1000 | 1000 | 1000 | 1000 | 1000 | 1000 | 1000 | 24000
2021-11-30 | 1000 | 1000 | 1000 | 1000 | 1000 | 1000 | 1000 | 1000 | 1000 | 1000 | 1000 | 1000 | 1000 | 1000 | 1000 | 1000 | 1000 | 1000 | 1000 | 1000 | 1000 | 1000 | 1000 | 1000 | 24000
2021-12-01 | 1000 | 1000 | 1000 | 1000 | 1000 | 1000 | 1000 | 1000 | 1000 | 1000 | 1000 | 1000 | 1000 | 1000 | 1000 | 1000 | 1000 | 1000 | 1000 | 1000 | 1000 | 1000 | 1000 | 1000 | 24000
2021-12-02 | 1000 | 1000 | 1000 | 1000 | 1000 | 1000 | 1000 | 1000 | 1000 | 1000 | 1000 | 1000 | 1000 | 1000 | 1000 | 1000 | 1000 | 1000 | 1000 | 1000 | 1000 | 1000 | 1000 | 1000 | 24000
2021-12-03 | 1000 | 1000 | 1000 | 1000 | 1000 | 1000 | 1000 | 1000 | 1000 | 1000 | 1000 | 1000 | 1000 | 1000 | 1000 | 1000 | 1000 | 1000 | 1000 | 1000 | 1000 | 1000 | 1000 | 1000 | 24000
2021-12-04 | 1000 | 1000 | 1000 | 1000 | 1000 | 1000 | 1000 | 1000 | 1000 | 1000 | 1000 | 1000 | 1000 | 1000 | 1000 | 1000 | 1000 | 1000 | 1000 | 1000 | 1000 | 1000 | 1000 | 1000 | 24000
2021-12-05 | 1000 | 1000 | 1000 | 1000 | 1000 | 1000 | 1000 | 1000 | 1000 | 1000 | 1000 | 1000 | 1000 | 1000 | 1000 | 1000 | 1000 | 1000 | 1000 | 1000 | 1000 | 1000 | 1000 | 1000 | 24000
2021-12-06 | 1000 | 1000 | 1000 | 1000 | 1000 | 1000 | 1000 | 1000 | 1000 | 1000 | 1000 | 1000 | 1000 | 1000 | 1000 | 1000 | 1000 | 1000 | 1000 | 1000 | 1000 | 1000 | 1000 | 1000 | 24000
2021-12-07 | 1000 | 1000 | 1000 | 1000 | 1000 | 1000 | 1000 | 1000 | 1000 | 1000 | 1000 | 1000 | 1000 | 1000 | 1000 | 1000 | 1000 | 1000 | 1000 | 1000 | 1000 | 1000 | 1000 | 1000 | 24000
2021-12-08 | 1000 | 1000 | 1000 | 1000 | 1000 | 1000 | 1000 | 1000 | 1000 | 1000 | 1000 | 1000 | 1000 | 1000 | 1000 | 1000 | 1000 | 1000 | 1000 | 1000 | 1000 | 1000 | 1000 | 1000 | 24000
2021-12-09 | 1000 | 1000 | 1000 | 1000 | 1000 | 1000 | 1000 | 1000 | 1000 | 1000 | 1000 | 1000 | 1000 | 1000 | 1000 | 1000 | 1000 | 1000 | 1000 | 1000 | 1000 | 1000 | 1000 | 1000 | 24000
2021-12-10 | 1000 | 1000 | 1000 | 1000 | 1000 | 1000 | 1000 | 1000 | 1000 | 1000 | 1000 | 1000 | 1000 | 1000 | 1000 | 1000 | 1000 | 1000 | 1000 | 1000 | 1000 | 1000 | 1000 | 1000 | 24000
2021-12-11 | 1000 | 1000 | 1000 | 1000 | 1000 | 1000 | 1000 | 1000 | 1000 | 1000 | 1000 | 1000 | 1000 | 1000 | 1000 | 1000 | 1000 | 1000 | 1000 | 1000 | 1000 | 1000 | 1000 | 1000 | 24000
2021-12-12 | 1000 | 1000 | 1000 | 1000 | 1000 | 1000 | 1000 | 1000 | 1000 | 1000 | 1000 | 1000 | 1000 | 1000 | 1000 | 1000 | 1000 | 1000 | 1000 | 1000 | 1000 | 1000 | 1000 | 1000 | 24000
2021-12-13 | 1000 | 1000 | 1000 | 1000 | 1000 | 1000 | 1000 | 1000 | 1000 | 1000 | 1000 | 1000 | 1000 | 1000 | 1000 | 1000 | 1000 | 1000 | 1000 | 1000 | 1000 | 1000 | 1000 | 1000 | 24000
2021-12-14 | 1000 | 1000 | 1000 | 1000 | 1000 | 1000 | 1000 | 1000 | 1000 | 1000 | 1000 | 1000 | 1000 | 1000 | 1000 | 1000 | 1000 | 1000 | 1000 | 1000 | 1000 | 1000 | 1000 | 1000 | 24000
2021-12-15 | 1000 | 1000 | 1000 | 1000 | 1000 | 1000 | 1000 | 1000 | 1000 | 1000 | 1000 | 1000 | 1000 | 1000 | 1000 | 1000 | 1000 | 1000 | 1000 | 1000 | 1000 | 1000 | 1000 | 1000 | 24000
2021-12-16 | 1000 | 1000 | 1000 | 1000 | 1000 | 1000 | 1000 | 1000 | 1000 | 1000 | 1000 | 1000 | 1000 | 1000 | 1000 | 1000 | 1000 | 1000 | 1000 | 1000 | 1000 | 1000 | 1000 | 1000 | 24000
2021-12-17 | 1000 | 1000 | 1000 | 1000 | 1000 | 1000 | 1000 | 1000 | 1000 | 1000 | 1000 | 1000 | 1000 | 1000 | 1000 | 1000 | 1000 | 1000 | 1000 | 1000 | 1000 | 1000 | 1000 | 1000 | 24000
2021-12-18 | 1000 | 1000 | 1000 | 1000 | 1000 | 1000 | 1000 | 1000 | 1000 | 1000 | 1000 | 1000 | 1000 | 1000 | 1000 | 1000 | 1000 | 1000 | 1000 | 1000 | 1000 | 1000 | 1000 | 1000 | 24000
2021-12-19 | 1000 | 1000 | 1000 | 1000 | 1000 | 1000 | 1000 | 1000 | 1000 | 1000 | 1000 | 1000 | 1000 | 1000 | 1000 | 1000 | 1000 | 1000 | 1000 | 1000 | 1000 | 1000 | 1000 | 1000 | 24000
2021-12-20 | 1000 | 1000 | 1000 | 1000 | 1000 | 1000 | 1000 | 1000 | 1000 | 1000 | 1000 | 1000 | 1000 | 1000 | 1000 | 1000 | 1000 | 1000 | 1000 | 1000 | 1000 | 1000 | 1000 | 1000 | 24000
2021-12-21 | 1000 | 1000 | 1000 | 1000 | 1000 | 1000 | 1000 | 1000 | 1000 | 1000 | 1000 | 1000 | 1000 | 1000 | 1000 | 1000 | 1000 | 1000 | 1000 | 1000 | 1000 | 1000 | 1000 | 1000 | 24000
2021-12-22 | 1000 | 1000 | 1000 | 1000 | 1000 | 1000 | 1000 | 1000 | 1000 | 1000 | 1000 | 1000 | 1000 | 1000 | 1000 | 1000 | 1000 | 1000 | 1000 | 1000 | 1000 | 1000 | 1000 | 1000 | 24000
2021-12-23 | 1000 | 1000 | 1000 | 1000 | 1000 | 1000 | 1000 | 1000 | 1000 | 1000 | 1000 | 1000 | 1000 | 1000 | 1000 | 1000 | 1000 | 1000 | 1000 | 1000 | 1000 | 1000 | 1000 | 1000 | 24000
2021-12-24 | 1000 | 1000 | 1000 | 1000 | 1000 | 1000 | 1000 | 1000 | 1000 | 1000 | 1000 | 1000 | 1000 | 1000 | 1000 | 1000 | 1000 | 1000 | 1000 | 1000 | 1000 | 1000 | 1000 | 1000 | 24000
2021-12-25 | 1000 | 1000 | 1000 | 1000 | 1000 | 1000 | 1000 | 1000 | 1000 | 1000 | 1000 | 1000 | 1000 | 1000 | 1000 | 1000 | 1000 | 1000 | 1000 | 1000 | 1000 | 1000 | 1000 | 1000 | 24000
2021-12-26 | 1000 | 1000 | 1000 | 1000 | 1000 | 1000 | 1000 | 1000 | 1000 | 1000 | 1000 | 1000 | 1000 | 1000 | 1000 | 1000 | 1000 | 1000 | 1000 | 1000 | 1000 | 1000 | 1000 | 1000 | 24000
2021-12-27 | 1000 | 1000 | 1000 | 1000 | 1000 | 1000 | 1000 | 1000 | 1000 | 1000 | 1000 | 1000 | 1000 | 1000 | 1000 | 1000 | 1000 | 1000 | 1000 | 1000 | 1000 | 1000 | 1000 | 1000 | 24000
2021-12-28 | 1000 | 1000 | 1000 | 1000 | 1000 | 1000 | 1000 | 1000 | 1000 | 1000 | 1000 | 1000 | 1000 | 1000 | 1000 | 1000 | 1000 | 1000 | 1000 | 1000 | 1000 | 1000 | 1000 | 1000 | 24000
2021-12-29 | 1000 | 1000 | 1000 | 1000 | 1000 | 1000 | 1000 | 1000 | 1000 | 1000 | 1000 | 1000 | 1000 | 1000 | 1000 | 1000 | 1000 | 1000 | 1000 | 1000 | 1000 | 1000 | 1000 | 1000 | 24000
2021-12-30 | 1000 | 1000 | 1000 | 1000 | 1000 | 1000 | 1000 | 1000 | 1000 | 1000 | 1000 | 1000 | 1000 | 1000 | 1000 | 1000 | 1000 | 1000 | 1000 | 1000 | 1000 | 1000 | 1000 | 1000 | 24000
2021-12-31 | 1000 | 1000 | 1000 | 1000 | 1000 | 1000 | 1000 | 1000 | 1000 | 1000 | 1000 | 1000 | 1000 | 1000 | 1000 | 1000 | 1000 | 1000 | 1000 | 1000 | 1000 | 1000 | 1000 | 1000 | 24000

## Total power
DATE AND TIME | 0:00 | 1:00 | 2:00 | 3:00 | 4:00 | 5:00 | 6:00 | 7:00 | 8:00 | 9:00 | 10:00 | 11:00 | 12:00 | 13:00 | 14:00 | 15:00 | 16:00 | 17:00 | 18:00 | 19:00 | 20:00 | 21:00 | 22:00 | 23:00 | Total
2021-01-01 | 993.76 | 994.88 | 994.88 | 975.52 | 966.4 | 939.28 | 926.4 | 892.32 | 876.48 | 876.48 | 804.16 | 728.96 | 728.96 | 720.96 | 728.96 | 804.16 | 791.68 | 728.96 | 708.48 | 633.28 | 602.72 | 560 | 620.8 | 633.28 | 19231.76
2021-01-02 | 708.48 | 728.96 | 728.96 | 728.96 | 720.96 | 708.48 | 708.48 | 690.4 | 620.8 | 581.92 | 536.32 | 560 | 620.8 | 669.6 | 690.4 | 720.96 | 728.96 | 728.96 | 728.96 | 791.68 | 791.68 | 812.16 | 876.48 | 884.48 | 17067.84 |  | Total kWhs | 4388630.64
2021-01-03 | 889.36 | 892.32 | 892.32 | 926.4 | 884.48 | 876.48 | 804.16 | 804.16 | 728.96 | 620.8 | 475.52 | 330.08 | 240.56 | 201.68 | 178.64 | 201.68 | 226.88 | 226.88 | 240.56 | 240.56 | 226.88 | 190.16 | 146 | 107.6 | 11553.12 |  | Total GWhs | 4.3886
2021-01-04 | 61.84 | 30.48 | 15.12 | 0 | 0 | 0 | 0 | 15.12 | 25.36 | 25.36 | 20.24 | 20.24 | 30.48 | 48.72 | 76.24 | 117.2 | 146 | 178.64 | 190.16 | 190.16 | 201.68 | 190.16 | 190.16 | 201.68 | 1975.04
2021-01-05 | 226.88 | 254.24 | 254.24 | 240.56 | 226.88 | 201.68 | 190.16 | 190.16 | 201.68 | 201.68 | 190.16 | 201.68 | 201.68 | 201.68 | 178.64 | 136.4 | 107.6 | 84.08 | 61.84 | 42.16 | 25.36 | 10 | 0 | 0 | 3629.44
2021-01-06 | 15.12 | 25.36 | 35.6 | 48.72 | 48.72 | 55.28 | 68.4 | 99.76 | 136.4 | 190.16 | 226.88 | 240.56 | 281.6 | 362.4 | 454.4 | 560 | 620.8 | 669.6 | 728.96 | 812.16 | 876.48 | 876.48 | 791.68 | 690.4 | 8915.92 |  | Max daily | 24288 | kWh
2021-01-07 | 804.16 | 876.48 | 889.36 | 817.04 | 708.48 | 536.32 | 423.84 | 380.8 | 362.4 | 380.8 | 401.92 | 475.52 | 602.72 | 728.96 | 876.48 | 892.32 | 889.36 | 812.16 | 728.96 | 728.96 | 817.04 | 926.4 | 939.28 | 884.48 | 16884.24 |  | Min daily | 0
2021-01-08 | 817.04 | 884.48 | 934.4 | 892.32 | 889.36 | 876.48 | 804.16 | 804.16 | 804.16 | 791.68 | 720.96 | 602.72 | 497.44 | 454.4 | 454.4 | 401.92 | 254.24 | 155.6 | 136.4 | 146 | 201.68 | 297.76 | 362.4 | 444.64 | 13628.8
2021-01-09 | 536.32 | 690.4 | 812.16 | 971.28 | 975.36 | 1006.88 | 1012 | 1012 | 1012 | 1012 | 1012 | 1012 | 1012 | 1012 | 1012 | 1011.36 | 995.04 | 975.36 | 975.52 | 974.24 | 884.48 | 728.96 | 620.8 | 560 | 21826.16
2021-01-10 | 560 | 620.8 | 708.48 | 728.96 | 791.68 | 728.96 | 728.96 | 690.4 | 633.28 | 620.8 | 536.32 | 444.64 | 313.92 | 213.2 | 190.16 | 240.56 | 401.92 | 620.8 | 804.16 | 884.48 | 934.4 | 966.4 | 971.28 | 975.52 | 15310.08
2021-01-11 | 1005.6 | 1012 | 1011.36 | 990.8 | 812.16 | 518.24 | 297.76 | 240.56 | 313.92 | 444.64 | 454.4 | 444.64 | 380.8 | 444.64 | 560 | 720.96 | 812.16 | 884.48 | 892.32 | 939.28 | 975.36 | 975.52 | 990.8 | 993.76 | 17116.16
2021-01-12 | 995.04 | 1006.88 | 1006.88 | 1005.6 | 993.76 | 971.28 | 892.32 | 804.16 | 708.48 | 669.6 | 669.6 | 669.6 | 690.4 | 728.96 | 791.68 | 804.16 | 804.16 | 720.96 | 620.8 | 497.44 | 401.92 | 330.08 | 267.92 | 240.56 | 17292.24
2021-01-13 | 201.68 | 167.12 | 136.4 | 117.2 | 91.92 | 76.24 | 61.84 | 61.84 | 61.84 | 42.16 | 0 | 0 | 15.12 | 35.6 | 76.24 | 126.8 | 201.68 | 281.6 | 362.4 | 444.64 | 536.32 | 620.8 | 708.48 | 690.4 | 5118.32
2021-01-14 | 633.28 | 633.28 | 690.4 | 720.96 | 728.96 | 728.96 | 791.68 | 804.16 | 876.48 | 884.48 | 889.36 | 892.32 | 939.28 | 934.4 | 942.24 | 942.24 | 889.36 | 804.16 | 728.96 | 690.4 | 602.72 | 536.32 | 475.52 | 454.4 | 18214.32
2021-01-15 | 497.44 | 560 | 602.72 | 669.6 | 669.6 | 536.32 | 423.84 | 346.24 | 380.8 | 346.24 | 267.92 | 167.12 | 146 | 126.8 | 126.8 | 178.64 | 313.92 | 518.24 | 728.96 | 889.36 | 975.36 | 1005.6 | 1011.36 | 1012 | 12500.88
2021-01-16 | 1012 | 1012 | 1012 | 1012 | 1012 | 1012 | 1012 | 1012 | 971.28 | 876.48 | 817.04 | 884.48 | 995.04 | 1012 | 1012 | 1012 | 1012 | 1012 | 1012 | 1012 | 1012 | 1012 | 1012 | 1012 | 23772.32
2021-01-17 | 1012 | 1012 | 1012 | 1012 | 1012 | 1012 | 1012 | 1011.36 | 995.04 | 934.4 | 884.48 | 876.48 | 804.16 | 804.16 | 728.96 | 812.16 | 926.4 | 975.52 | 995.04 | 990.8 | 975.52 | 994.88 | 1005.6 | 1006.72 | 22805.68
2021-01-18 | 1006.88 | 1011.36 | 1011.36 | 1011.2 | 995.04 | 1006.88 | 995.04 | 975.36 | 971.28 | 971.28 | 971.28 | 975.36 | 974.24 | 975.36 | 975.52 | 975.36 | 971.28 | 942.24 | 934.4 | 926.4 | 884.48 | 812.16 | 728.96 | 708.48 | 22711.2
2021-01-19 | 669.6 | 581.92 | 536.32 | 536.32 | 560 | 536.32 | 536.32 | 560 | 536.32 | 518.24 | 423.84 | 313.92 | 240.56 | 201.68 | 155.6 | 99.76 | 55.28 | 20.24 | 0 | 0 | 0 | 0 | 0 | 0 | 7082.24
2021-01-20 | 0 | 0 | 30.48 | 48.72 | 61.84 | 76.24 | 126.8 | 178.64 | 226.88 | 226.88 | 201.68 | 167.12 | 136.4 | 136.4 | 167.12 | 178.64 | 178.64 | 146 | 146 | 281.6 | 536.32 | 804.16 | 934.4 | 990.8 | 5981.76
2021-01-21 | 994.88 | 1005.6 | 1006.88 | 1011.36 | 1012 | 1012 | 1012 | 1012 | 1012 | 1012 | 1012 | 1012 | 1012 | 1012 | 1012 | 1012 | 1012 | 1012 | 1012 | 1012 | 1012 | 1012 | 1012 | 1012 | 24258.72
2021-01-22 | 1012 | 1012 | 1012 | 1012 | 1012 | 1012 | 1012 | 1012 | 1012 | 1012 | 1011.2 | 1006.72 | 995.04 | 994.88 | 975.36 | 934.4 | 889.36 | 884.48 | 884.48 | 804.16 | 728.96 | 669.6 | 560 | 536.32 | 21994.96
2021-01-23 | 518.24 | 475.52 | 423.84 | 423.84 | 454.4 | 497.44 | 536.32 | 560 | 602.72 | 620.8 | 602.72 | 560 | 518.24 | 475.52 | 497.44 | 536.32 | 581.92 | 602.72 | 602.72 | 581.92 | 560 | 518.24 | 475.52 | 444.64 | 12671.04
2021-01-24 | 401.92 | 362.4 | 330.08 | 313.92 | 297.76 | 281.6 | 297.76 | 330.08 | 330.08 | 346.24 | 346.24 | 362.4 | 423.84 | 518.24 | 669.6 | 804.16 | 934.4 | 975.36 | 993.76 | 1005.6 | 1011.2 | 1006.72 | 1006.88 | 995.04 | 14345.28
2021-01-25 | 1006.88 | 1006.88 | 1011.2 | 1006.72 | 993.76 | 926.4 | 728.96 | 581.92 | 362.4 | 201.68 | 117.2 | 76.24 | 68.4 | 84.08 | 126.8 | 178.64 | 201.68 | 213.2 | 201.68 | 226.88 | 281.6 | 297.76 | 240.56 | 146 | 10287.52
2021-01-26 | 68.4 | 20.24 | 0 | 0 | 0 | 0 | 0 | 15.12 | 48.72 | 91.92 | 136.4 | 178.64 | 201.68 | 226.88 | 254.24 | 281.6 | 297.76 | 330.08 | 380.8 | 423.84 | 346.24 | 240.56 | 178.64 | 136.4 | 3858.16
2021-01-27 | 117.2 | 99.76 | 99.76 | 136.4 | 240.56 | 362.4 | 444.64 | 497.44 | 560 | 536.32 | 444.64 | 380.8 | 346.24 | 330.08 | 313.92 | 267.92 | 240.56 | 226.88 | 201.68 | 167.12 | 146 | 155.6 | 201.68 | 254.24 | 6771.84
2021-01-28 | 330.08 | 444.64 | 518.24 | 518.24 | 454.4 | 444.64 | 444.64 | 423.84 | 423.84 | 423.84 | 444.64 | 475.52 | 475.52 | 497.44 | 560 | 633.28 | 728.96 | 812.16 | 876.48 | 926.4 | 966.4 | 975.36 | 975.36 | 974.24 | 14748.16
2021-01-29 | 971.28 | 966.4 | 966.4 | 966.4 | 993.76 | 995.04 | 993.76 | 993.76 | 990.8 | 975.36 | 975.52 | 942.24 | 889.36 | 804.16 | 728.96 | 728.96 | 728.96 | 720.96 | 690.4 | 669.6 | 690.4 | 633.28 | 620.8 | 669.6 | 20306.16
2021-01-30 | 581.92 | 518.24 | 560 | 633.28 | 728.96 | 812.16 | 817.04 | 812.16 | 728.96 | 669.6 | 536.32 | 401.92 | 297.76 | 240.56 | 201.68 | 201.68 | 213.2 | 201.68 | 155.6 | 99.76 | 61.84 | 35.6 | 10 | 0 | 9519.92
2021-01-31 | 0 | 0 | 0 | 0 | 0 | 0 | 0 | 0 | 0 | 0 | 0 | 0 | 0 | 0 | 0 | 0 | 0 | 35.6 | 61.84 | 84.08 | 84.08 | 91.92 | 91.92 | 91.92 | 541.36 | 421920.64
2021-02-01 | 107.6 | 136.4 | 190.16 | 267.92 | 346.24 | 401.92 | 444.64 | 454.4 | 423.84 | 346.24 | 267.92 | 201.68 | 146 | 126.8 | 107.6 | 91.92 | 84.08 | 99.76 | 117.2 | 136.4 | 190.16 | 240.56 | 297.76 | 346.24 | 5573.44
2021-02-02 | 380.8 | 475.52 | 581.92 | 708.48 | 804.16 | 876.48 | 926.4 | 966.4 | 975.52 | 993.76 | 994.88 | 995.04 | 1006.72 | 1006.72 | 1006.88 | 1011.2 | 1011.36 | 1012 | 1012 | 1012 | 1012 | 1012 | 1012 | 1012 | 21806.24
2021-02-03 | 1012 | 1012 | 1012 | 1012 | 1012 | 1012 | 1012 | 1012 | 1012 | 1012 | 1012 | 1012 | 1012 | 1012 | 1012 | 1012 | 1012 | 1012 | 1012 | 1012 | 1012 | 1011.36 | 1006.88 | 995.04 | 24265.28
2021-02-04 | 975.36 | 975.36 | 971.28 | 966.4 | 966.4 | 993.76 | 994.88 | 993.76 | 975.52 | 993.76 | 994.88 | 995.04 | 995.04 | 1006.88 | 1011.2 | 1011.36 | 1012 | 1012 | 1012 | 1012 | 1012 | 1012 | 1012 | 1012 | 23916.88
2021-02-05 | 1012 | 1012 | 1012 | 1012 | 1012 | 1012 | 1012 | 1012 | 1012 | 1012 | 1012 | 1012 | 1012 | 1012 | 1012 | 1012 | 1012 | 1012 | 1012 | 1012 | 1012 | 1012 | 1012 | 1012 | 24288
2021-02-06 | 1012 | 1012 | 1011.36 | 1011.36 | 1006.88 | 1006.88 | 1011.2 | 1011.36 | 1011.36 | 1011.36 | 1012 | 1012 | 1012 | 1012 | 1012 | 1012 | 1012 | 1012 | 1012 | 1012 | 1012 | 1012 | 1011.36 | 1006.88 | 24268
2021-02-07 | 1005.6 | 995.04 | 994.88 | 993.76 | 975.52 | 990.8 | 994.88 | 995.04 | 995.04 | 995.04 | 1005.6 | 1006.88 | 1006.72 | 994.88 | 975.36 | 974.24 | 974.24 | 974.24 | 971.28 | 971.28 | 974.24 | 974.24 | 966.4 | 926.4 | 23631.6
2021-02-08 | 884.48 | 817.04 | 804.16 | 791.68 | 791.68 | 804.16 | 876.48 | 892.32 | 942.24 | 974.24 | 990.8 | 990.8 | 990.8 | 975.36 | 971.28 | 971.28 | 942.24 | 926.4 | 889.36 | 817.04 | 728.96 | 620.8 | 475.52 | 330.08 | 20199.2
2021-02-09 | 226.88 | 167.12 | 126.8 | 107.6 | 107.6 | 136.4 | 167.12 | 201.68 | 254.24 | 297.76 | 362.4 | 423.84 | 454.4 | 497.44 | 497.44 | 475.52 | 497.44 | 536.32 | 560 | 581.92 | 602.72 | 602.72 | 581.92 | 536.32 | 9003.6
2021-02-10 | 497.44 | 454.4 | 423.84 | 423.84 | 423.84 | 444.64 | 454.4 | 454.4 | 401.92 | 330.08 | 267.92 | 213.2 | 146 | 99.76 | 61.84 | 30.48 | 0 | 0 | 0 | 0 | 0 | 0 | 0 | 0 | 5128
2021-02-11 | 0 | 0 | 0 | 0 | 0 | 0 | 0 | 0 | 0 | 0 | 0 | 10 | 42.16 | 76.24 | 136.4 | 213.2 | 297.76 | 380.8 | 423.84 | 454.4 | 497.44 | 560 | 602.72 | 669.6 | 4364.56
2021-02-12 | 728.96 | 876.48 | 942.24 | 995.04 | 1006.72 | 1006.88 | 1011.36 | 1011.36 | 1011.36 | 1011.36 | 1011.36 | 1012 | 1012 | 1012 | 1012 | 1012 | 1012 | 1012 | 1012 | 1012 | 1012 | 1012 | 1012 | 1012 | 23769.12
2021-02-13 | 1012 | 1012 | 1012 | 1012 | 1012 | 1012 | 1012 | 1012 | 1012 | 1012 | 1012 | 1012 | 1012 | 1012 | 1012 | 1012 | 1012 | 1012 | 1012 | 1012 | 1012 | 1012 | 1012 | 1012 | 24288
2021-02-14 | 1012 | 1012 | 1012 | 1012 | 1012 | 1012 | 1012 | 1012 | 1012 | 1012 | 1012 | 1012 | 1012 | 1012 | 1012 | 1012 | 1012 | 1012 | 1012 | 1012 | 1006.72 | 971.28 | 942.24 | 934.4 | 24094.64
2021-02-15 | 1006.72 | 966.4 | 812.16 | 791.68 | 791.68 | 817.04 | 939.28 | 966.4 | 876.48 | 720.96 | 669.6 | 602.72 | 518.24 | 454.4 | 497.44 | 669.6 | 728.96 | 791.68 | 708.48 | 690.4 | 620.8 | 536.32 | 560 | 690.4 | 17427.84
2021-02-16 | 720.96 | 720.96 | 804.16 | 934.4 | 1006.72 | 1011.36 | 1011.2 | 1005.6 | 1006.88 | 1012 | 1012 | 1012 | 1012 | 1012 | 1012 | 1012 | 1012 | 1012 | 1012 | 1012 | 1012 | 1011.36 | 1005.6 | 939.28 | 23322.48
2021-02-17 | 720.96 | 669.6 | 708.48 | 728.96 | 926.4 | 975.36 | 995.04 | 1011.36 | 1012 | 1012 | 1012 | 1012 | 1012 | 1012 | 1012 | 1012 | 1012 | 1012 | 1012 | 1012 | 1012 | 1012 | 990.8 | 934.4 | 22829.36
2021-02-18 | 876.48 | 804.16 | 708.48 | 497.44 | 346.24 | 362.4 | 581.92 | 817.04 | 971.28 | 975.52 | 971.28 | 975.52 | 971.28 | 926.4 | 884.48 | 889.36 | 889.36 | 876.48 | 939.28 | 971.28 | 1006.72 | 1012 | 1012 | 1012 | 20278.4
2021-02-19 | 1011.36 | 975.36 | 817.04 | 669.6 | 804.16 | 889.36 | 993.76 | 1012 | 1012 | 1012 | 1012 | 1012 | 1012 | 1012 | 1012 | 1012 | 1012 | 1011.36 | 994.88 | 966.4 | 995.04 | 994.88 | 1005.6 | 994.88 | 23243.68
2021-02-20 | 975.52 | 975.36 | 966.4 | 889.36 | 804.16 | 708.48 | 536.32 | 536.32 | 380.8 | 281.6 | 240.56 | 362.4 | 620.8 | 804.16 | 934.4 | 1006.88 | 1012 | 1012 | 1012 | 1012 | 1012 | 1012 | 1012 | 1012 | 19119.52
2021-02-21 | 1012 | 1012 | 1012 | 1012 | 1012 | 1012 | 1012 | 1012 | 1012 | 1012 | 1012 | 1012 | 1012 | 1012 | 1012 | 1011.36 | 1006.88 | 994.88 | 966.4 | 926.4 | 817.04 | 812.16 | 804.16 | 728.96 | 23248.24
2021-02-22 | 690.4 | 602.72 | 536.32 | 475.52 | 444.64 | 444.64 | 454.4 | 454.4 | 401.92 | 330.08 | 297.76 | 444.64 | 620.8 | 728.96 | 804.16 | 804.16 | 817.04 | 889.36 | 728.96 | 669.6 | 720.96 | 812.16 | 804.16 | 812.16 | 14789.92
2021-02-23 | 817.04 | 966.4 | 995.04 | 1011.36 | 1012 | 1012 | 1012 | 1012 | 1012 | 1012 | 1012 | 1012 | 1012 | 1012 | 1012 | 1012 | 1012 | 1011.2 | 975.36 | 966.4 | 1006.72 | 1012 | 1012 | 1012 | 23941.52
2021-02-24 | 1012 | 1012 | 1012 | 1012 | 1012 | 1012 | 1012 | 1012 | 1012 | 1012 | 1012 | 1012 | 1012 | 1012 | 1012 | 1012 | 1012 | 1012 | 1012 | 1012 | 1012 | 1012 | 1012 | 1012 | 24288
2021-02-25 | 1012 | 1012 | 1012 | 1012 | 1012 | 1012 | 1012 | 1012 | 1012 | 1012 | 1012 | 1012 | 1012 | 1012 | 1012 | 1012 | 1012 | 1012 | 1011.36 | 975.36 | 876.48 | 804.16 | 728.96 | 720.96 | 23333.28
2021-02-26 | 720.96 | 708.48 | 720.96 | 804.16 | 804.16 | 708.48 | 690.4 | 720.96 | 690.4 | 602.72 | 690.4 | 876.48 | 884.48 | 876.48 | 804.16 | 720.96 | 708.48 | 728.96 | 804.16 | 804.16 | 690.4 | 720.96 | 804.16 | 804.16 | 18090.08
2021-02-27 | 791.68 | 804.16 | 942.24 | 971.28 | 942.24 | 892.32 | 876.48 | 804.16 | 708.48 | 602.72 | 620.8 | 708.48 | 690.4 | 620.8 | 560 | 475.52 | 454.4 | 497.44 | 518.24 | 475.52 | 401.92 | 380.8 | 362.4 | 380.8 | 15483.28
2021-02-28 | 362.4 | 346.24 | 313.92 | 240.56 | 190.16 | 167.12 | 155.6 | 146 | 117.2 | 91.92 | 99.76 | 178.64 | 267.92 | 297.76 | 240.56 | 190.16 | 190.16 | 213.2 | 254.24 | 313.92 | 362.4 | 401.92 | 423.84 | 401.92 | 5967.52 | 533959.68
2021-03-01 | 362.4 | 313.92 | 313.92 | 281.6 | 254.24 | 201.68 | 178.64 | 167.12 | 146 | 99.76 | 55.28 | 10 | 0 | 0 | 0 | 0 | 0 | 25.36 | 68.4 | 84.08 | 68.4 | 48.72 | 25.36 | 10 | 2714.88
2021-03-02 | 0 | 0 | 0 | 10 | 15.12 | 15.12 | 15.12 | 10 | 0 | 0 | 0 | 0 | 0 | 0 | 0 | 0 | 0 | 0 | 0 | 0 | 0 | 0 | 0 | 0 | 65.36
2021-03-03 | 0 | 0 | 0 | 0 | 0 | 0 | 0 | 0 | 0 | 0 | 25.36 | 35.6 | 55.28 | 76.24 | 91.92 | 84.08 | 55.28 | 30.48 | 25.36 | 25.36 | 55.28 | 107.6 | 190.16 | 297.76 | 1155.76
2021-03-04 | 423.84 | 669.6 | 884.48 | 926.4 | 876.48 | 791.68 | 669.6 | 581.92 | 444.64 | 401.92 | 362.4 | 313.92 | 254.24 | 178.64 | 126.8 | 99.76 | 91.92 | 126.8 | 136.4 | 117.2 | 91.92 | 48.72 | 20.24 | 0 | 8639.52
2021-03-05 | 0 | 0 | 0 | 0 | 20.24 | 25.36 | 25.36 | 15.12 | 10 | 0 | 20.24 | 42.16 | 76.24 | 91.92 | 99.76 | 84.08 | 84.08 | 91.92 | 117.2 | 155.6 | 201.68 | 226.88 | 240.56 | 254.24 | 1882.64
2021-03-06 | 267.92 | 297.76 | 297.76 | 297.76 | 297.76 | 313.92 | 346.24 | 346.24 | 281.6 | 281.6 | 330.08 | 380.8 | 401.92 | 423.84 | 444.64 | 475.52 | 602.72 | 791.68 | 817.04 | 876.48 | 884.48 | 804.16 | 804.16 | 817.04 | 11883.12
2021-03-07 | 884.48 | 884.48 | 876.48 | 812.16 | 708.48 | 602.72 | 536.32 | 454.4 | 362.4 | 281.6 | 240.56 | 267.92 | 267.92 | 178.64 | 99.76 | 68.4 | 99.76 | 213.2 | 346.24 | 423.84 | 423.84 | 444.64 | 454.4 | 497.44 | 10430.08
2021-03-08 | 423.84 | 380.8 | 401.92 | 423.84 | 454.4 | 454.4 | 401.92 | 313.92 | 213.2 | 146 | 107.6 | 61.84 | 25.36 | 0 | 0 | 0 | 0 | 0 | 0 | 0 | 61.84 | 107.6 | 146 | 167.12 | 4291.6
2021-03-09 | 190.16 | 201.68 | 213.2 | 254.24 | 313.92 | 423.84 | 536.32 | 620.8 | 581.92 | 454.4 | 536.32 | 690.4 | 791.68 | 876.48 | 939.28 | 994.88 | 1012 | 1012 | 1012 | 1012 | 1012 | 1012 | 1012 | 1012 | 16715.52
2021-03-10 | 1012 | 1012 | 1012 | 1012 | 1012 | 1012 | 1011.36 | 1005.6 | 971.28 | 966.4 | 971.28 | 990.8 | 975.36 | 889.36 | 728.96 | 633.28 | 791.68 | 975.36 | 1011.36 | 1012 | 1012 | 1012 | 1012 | 1012 | 23054.08
2021-03-11 | 1012 | 1012 | 1012 | 1012 | 1012 | 1012 | 1012 | 1012 | 1012 | 1012 | 1012 | 1012 | 1012 | 1012 | 1012 | 1012 | 1012 | 1012 | 1012 | 1012 | 1012 | 1012 | 1012 | 1012 | 24288
2021-03-12 | 1012 | 1012 | 1012 | 1012 | 1012 | 1012 | 1012 | 1012 | 1012 | 1012 | 1012 | 1012 | 1012 | 1012 | 1012 | 1011.36 | 995.04 | 975.36 | 926.4 | 804.16 | 720.96 | 690.4 | 602.72 | 454.4 | 22360.8
2021-03-13 | 313.92 | 226.88 | 226.88 | 281.6 | 330.08 | 444.64 | 560 | 620.8 | 602.72 | 728.96 | 966.4 | 993.76 | 993.76 | 971.28 | 892.32 | 876.48 | 926.4 | 975.52 | 1005.6 | 1011.36 | 1012 | 1012 | 1012 | 1012 | 17997.36
2021-03-14 | 1012 | 1012 | 1012 | 1012 | 1012 | 1012 | 1012 | 1012 | 1012 | 1012 | 1012 | 1012 | 1012 | 1012 | 1012 | 1012 | 1011.36 | 1006.88 | 995.04 | 975.36 | 966.4 | 942.24 | 939.28 | 934.4 | 23962.96
2021-03-15 | 934.4 | 975.36 | 966.4 | 939.28 | 889.36 | 804.16 | 728.96 | 581.92 | 362.4 | 213.2 | 201.68 | 201.68 | 201.68 | 190.16 | 155.6 | 91.92 | 20.24 | 0 | 0 | 0 | 20.24 | 117.2 | 226.88 | 240.56 | 9063.28
2021-03-16 | 167.12 | 167.12 | 313.92 | 380.8 | 720.96 | 1011.36 | 1012 | 1012 | 1012 | 1012 | 1012 | 1012 | 1012 | 1012 | 1012 | 1012 | 1006.88 | 1006.88 | 1006.88 | 1006.72 | 995.04 | 995.04 | 995.04 | 995.04 | 20888.8
2021-03-17 | 995.04 | 995.04 | 993.76 | 993.76 | 990.8 | 966.4 | 926.4 | 876.48 | 728.96 | 791.68 | 791.68 | 690.4 | 633.28 | 560 | 401.92 | 281.6 | 178.64 | 155.6 | 201.68 | 254.24 | 313.92 | 362.4 | 380.8 | 380.8 | 14845.28
2021-03-18 | 401.92 | 518.24 | 669.6 | 804.16 | 884.48 | 884.48 | 942.24 | 975.52 | 966.4 | 942.24 | 994.88 | 995.04 | 990.8 | 971.28 | 934.4 | 889.36 | 804.16 | 690.4 | 669.6 | 690.4 | 690.4 | 602.72 | 560 | 581.92 | 19054.64
2021-03-19 | 401.92 | 313.92 | 346.24 | 444.64 | 423.84 | 401.92 | 423.84 | 475.52 | 401.92 | 362.4 | 362.4 | 346.24 | 297.76 | 254.24 | 254.24 | 201.68 | 167.12 | 190.16 | 267.92 | 346.24 | 401.92 | 423.84 | 454.4 | 444.64 | 8408.96
2021-03-20 | 423.84 | 423.84 | 401.92 | 423.84 | 497.44 | 536.32 | 620.8 | 791.68 | 889.36 | 1006.88 | 1012 | 1012 | 1012 | 1012 | 1012 | 1012 | 1012 | 1006.88 | 990.8 | 926.4 | 804.16 | 720.96 | 633.28 | 602.72 | 18785.12
2021-03-21 | 620.8 | 620.8 | 620.8 | 669.6 | 720.96 | 791.68 | 804.16 | 728.96 | 708.48 | 720.96 | 708.48 | 708.48 | 708.48 | 728.96 | 728.96 | 728.96 | 620.8 | 454.4 | 454.4 | 536.32 | 602.72 | 669.6 | 602.72 | 560 | 15820.48
2021-03-22 | 536.32 | 518.24 | 518.24 | 581.92 | 581.92 | 536.32 | 633.28 | 708.48 | 817.04 | 728.96 | 812.16 | 966.4 | 993.76 | 994.88 | 974.24 | 926.4 | 876.48 | 876.48 | 876.48 | 817.04 | 804.16 | 812.16 | 804.16 | 804.16 | 18499.68
2021-03-23 | 812.16 | 817.04 | 884.48 | 892.32 | 926.4 | 934.4 | 926.4 | 926.4 | 939.28 | 975.36 | 1006.88 | 1012 | 1012 | 1012 | 1012 | 1012 | 1012 | 1012 | 1012 | 1012 | 1012 | 1012 | 1012 | 1012 | 23197.12
2021-03-24 | 1012 | 1011.2 | 975.36 | 926.4 | 804.16 | 708.48 | 620.8 | 475.52 | 518.24 | 791.68 | 884.48 | 934.4 | 975.52 | 1006.88 | 1011.36 | 1011.36 | 1012 | 1012 | 1012 | 1012 | 1012 | 1011.36 | 1006.88 | 942.24 | 21688.32
2021-03-25 | 812.16 | 889.36 | 876.48 | 728.96 | 602.72 | 602.72 | 728.96 | 812.16 | 889.36 | 939.28 | 975.36 | 994.88 | 993.76 | 995.04 | 1006.72 | 1006.88 | 994.88 | 990.8 | 990.8 | 993.76 | 990.8 | 975.52 | 994.88 | 995.04 | 21781.28
2021-03-26 | 990.8 | 994.88 | 994.88 | 812.16 | 620.8 | 497.44 | 518.24 | 602.72 | 633.28 | 728.96 | 934.4 | 995.04 | 1011.2 | 1011.36 | 1012 | 1011.36 | 975.36 | 892.32 | 876.48 | 812.16 | 690.4 | 581.92 | 518.24 | 518.24 | 19234.64
2021-03-27 | 518.24 | 581.92 | 669.6 | 728.96 | 804.16 | 817.04 | 876.48 | 892.32 | 926.4 | 884.48 | 804.16 | 804.16 | 876.48 | 884.48 | 876.48 | 804.16 | 876.48 | 993.76 | 1011.36 | 1012 | 1012 | 1012 | 1012 | 1012 | 20691.12
2021-03-28 | 1012 | 1012 | 1012 | 1012 | 1012 | 1012 | 1012 | 1012 | 1012 | 1012 | 1012 | 1011.36 | 974.24 | 974.24 | 926.4 | 804.16 | 966.4 | 1011.2 | 1012 | 1012 | 1012 | 1012 | 1012 | 1012 | 23872
2021-03-29 | 1012 | 1012 | 1012 | 1012 | 1012 | 1012 | 1012 | 1012 | 1012 | 1012 | 1012 | 1006.88 | 975.36 | 817.04 | 454.4 | 146 | 107.6 | 362.4 | 876.48 | 1011.2 | 1012 | 1012 | 1012 | 1012 | 20937.36
2021-03-30 | 1012 | 1012 | 1012 | 1012 | 1012 | 1012 | 1012 | 1012 | 1012 | 1012 | 1011.36 | 1006.88 | 1005.6 | 994.88 | 974.24 | 889.36 | 633.28 | 254.24 | 76.24 | 117.2 | 281.6 | 560 | 728.96 | 812.16 | 19466
2021-03-31 | 817.04 | 817.04 | 876.48 | 892.32 | 974.24 | 1006.72 | 1012 | 1012 | 1012 | 1012 | 1012 | 1011.36 | 995.04 | 974.24 | 926.4 | 817.04 | 791.68 | 728.96 | 708.48 | 720.96 | 669.6 | 620.8 | 475.52 | 313.92 | 20197.84 | 485873.6
2021-04-01 | 178.64 | 126.8 | 117.2 | 107.6 | 84.08 | 68.4 | 84.08 | 91.92 | 61.84 | 30.48 | 15.12 | 0 | 0 | 0 | 0 | 0 | 0 | 0 | 10 | 42.16 | 76.24 | 117.2 | 178.64 | 281.6 | 1672
2021-04-02 | 423.84 | 581.92 | 669.6 | 633.28 | 690.4 | 669.6 | 633.28 | 536.32 | 536.32 | 518.24 | 497.44 | 518.24 | 475.52 | 380.8 | 297.76 | 281.6 | 330.08 | 444.64 | 536.32 | 475.52 | 330.08 | 254.24 | 201.68 | 178.64 | 11095.36
2021-04-03 | 201.68 | 281.6 | 423.84 | 518.24 | 581.92 | 620.8 | 620.8 | 581.92 | 560 | 536.32 | 518.24 | 475.52 | 518.24 | 581.92 | 620.8 | 602.72 | 602.72 | 560 | 620.8 | 708.48 | 720.96 | 728.96 | 812.16 | 812.16 | 13810.8
2021-04-04 | 804.16 | 817.04 | 995.04 | 1012 | 1012 | 1012 | 1012 | 1012 | 1012 | 1012 | 1012 | 0 | 0 | 1012 | 1012 | 1012 | 1012 | 1012 | 1012 | 1012 | 1012 | 1012 | 1012 | 1012 | 21844.24
2021-04-05 | 1012 | 1012 | 1012 | 1012 | 1012 | 1012 | 1012 | 1012 | 1012 | 1012 | 1012 | 1012 | 1012 | 1012 | 1012 | 1012 | 1012 | 1012 | 1012 | 1012 | 1012 | 1012 | 1012 | 1012 | 24288
2021-04-06 | 1012 | 1012 | 1012 | 1012 | 1012 | 1012 | 1012 | 1012 | 1012 | 1012 | 1012 | 1012 | 1012 | 1012 | 1012 | 1012 | 1012 | 1012 | 1012 | 1012 | 1012 | 1012 | 1006.88 | 1006.88 | 24277.76
2021-04-07 | 1006.88 | 1006.72 | 995.04 | 1005.6 | 995.04 | 975.36 | 934.4 | 889.36 | 884.48 | 812.16 | 728.96 | 669.6 | 602.72 | 518.24 | 454.4 | 380.8 | 297.76 | 226.88 | 201.68 | 190.16 | 267.92 | 454.4 | 690.4 | 884.48 | 16073.44
2021-04-08 | 995.04 | 1012 | 1012 | 1012 | 1012 | 1012 | 1012 | 1012 | 1012 | 1012 | 1012 | 1012 | 1012 | 1012 | 1012 | 1012 | 1012 | 1012 | 1012 | 1012 | 1012 | 1012 | 1012 | 1012 | 24271.04
2021-04-09 | 1012 | 1011.36 | 1011.36 | 1011.2 | 1006.72 | 994.88 | 971.28 | 966.4 | 994.88 | 995.04 | 995.04 | 994.88 | 975.52 | 974.24 | 971.28 | 942.24 | 926.4 | 804.16 | 669.6 | 581.92 | 536.32 | 497.44 | 497.44 | 475.52 | 20817.12
2021-04-10 | 423.84 | 423.84 | 423.84 | 423.84 | 444.64 | 444.64 | 423.84 | 380.8 | 423.84 | 444.64 | 423.84 | 401.92 | 380.8 | 380.8 | 401.92 | 423.84 | 401.92 | 346.24 | 330.08 | 346.24 | 313.92 | 267.92 | 240.56 | 240.56 | 9158.32
2021-04-11 | 267.92 | 297.76 | 330.08 | 346.24 | 346.24 | 362.4 | 346.24 | 313.92 | 297.76 | 281.6 | 254.24 | 226.88 | 201.68 | 190.16 | 178.64 | 201.68 | 201.68 | 201.68 | 213.2 | 240.56 | 254.24 | 254.24 | 267.92 | 297.76 | 6374.72
2021-04-12 | 330.08 | 362.4 | 380.8 | 362.4 | 346.24 | 330.08 | 297.76 | 240.56 | 213.2 | 190.16 | 167.12 | 155.6 | 167.12 | 190.16 | 213.2 | 201.68 | 190.16 | 178.64 | 178.64 | 167.12 | 136.4 | 107.6 | 99.76 | 84.08 | 5290.96
2021-04-13 | 84.08 | 76.24 | 68.4 | 55.28 | 42.16 | 30.48 | 10 | 0 | 0 | 0 | 0 | 0 | 0 | 0 | 0 | 0 | 0 | 0 | 0 | 10 | 10 | 0 | 0 | 15.12 | 401.76
2021-04-14 | 20.24 | 25.36 | 25.36 | 25.36 | 25.36 | 30.48 | 42.16 | 35.6 | 30.48 | 25.36 | 0 | 0 | 0 | 0 | 0 | 0 | 0 | 0 | 0 | 0 | 0 | 25.36 | 48.72 | 61.84 | 421.68
2021-04-15 | 68.4 | 55.28 | 30.48 | 10 | 0 | 0 | 15.12 | 15.12 | 35.6 | 68.4 | 68.4 | 61.84 | 55.28 | 55.28 | 55.28 | 68.4 | 107.6 | 178.64 | 267.92 | 380.8 | 475.52 | 536.32 | 581.92 | 602.72 | 3794.32
2021-04-16 | 602.72 | 602.72 | 560 | 497.44 | 475.52 | 475.52 | 346.24 | 201.68 | 213.2 | 297.76 | 254.24 | 190.16 | 146 | 107.6 | 76.24 | 55.28 | 42.16 | 42.16 | 61.84 | 99.76 | 126.8 | 107.6 | 76.24 | 55.28 | 5714.16
2021-04-17 | 48.72 | 42.16 | 30.48 | 42.16 | 91.92 | 136.4 | 146 | 84.08 | 99.76 | 107.6 | 99.76 | 84.08 | 91.92 | 117.2 | 167.12 | 201.68 | 213.2 | 240.56 | 330.08 | 454.4 | 581.92 | 633.28 | 669.6 | 690.4 | 5404.48
2021-04-18 | 728.96 | 690.4 | 669.6 | 669.6 | 633.28 | 620.8 | 581.92 | 560 | 536.32 | 497.44 | 454.4 | 401.92 | 330.08 | 267.92 | 213.2 | 155.6 | 136.4 | 117.2 | 155.6 | 201.68 | 267.92 | 346.24 | 362.4 | 346.24 | 9945.12
2021-04-19 | 313.92 | 330.08 | 362.4 | 401.92 | 423.84 | 401.92 | 362.4 | 330.08 | 444.64 | 518.24 | 560 | 518.24 | 454.4 | 380.8 | 297.76 | 226.88 | 155.6 | 107.6 | 99.76 | 99.76 | 107.6 | 126.8 | 178.64 | 240.56 | 7443.84
2021-04-20 | 240.56 | 281.6 | 313.92 | 362.4 | 401.92 | 362.4 | 330.08 | 454.4 | 560 | 581.92 | 536.32 | 581.92 | 669.6 | 728.96 | 817.04 | 934.4 | 974.24 | 975.52 | 974.24 | 939.28 | 889.36 | 804.16 | 708.48 | 620.8 | 15043.52
2021-04-21 | 518.24 | 401.92 | 313.92 | 254.24 | 213.2 | 167.12 | 91.92 | 35.6 | 0 | 0 | 0 | 0 | 0 | 0 | 0 | 0 | 0 | 0 | 0 | 30.48 | 35.6 | 15.12 | 0 | 0 | 2077.36
2021-04-22 | 0 | 0 | 0 | 0 | 0 | 0 | 0 | 0 | 0 | 0 | 0 | 0 | 0 | 15.12 | 25.36 | 30.48 | 35.6 | 30.48 | 25.36 | 35.6 | 35.6 | 20.24 | 0 | 0 | 253.84
2021-04-23 | 0 | 0 | 0 | 0 | 0 | 0 | 0 | 0 | 0 | 0 | 0 | 0 | 0 | 30.48 | 55.28 | 91.92 | 155.6 | 267.92 | 362.4 | 475.52 | 518.24 | 518.24 | 454.4 | 362.4 | 3292.4
2021-04-24 | 281.6 | 201.68 | 146 | 117.2 | 99.76 | 91.92 | 61.84 | 68.4 | 76.24 | 76.24 | 61.84 | 61.84 | 55.28 | 61.84 | 76.24 | 117.2 | 167.12 | 213.2 | 267.92 | 297.76 | 313.92 | 281.6 | 226.88 | 201.68 | 3625.2
2021-04-25 | 190.16 | 155.6 | 107.6 | 91.92 | 84.08 | 76.24 | 48.72 | 42.16 | 48.72 | 48.72 | 30.48 | 25.36 | 0 | 0 | 0 | 0 | 0 | 0 | 0 | 0 | 0 | 0 | 0 | 0 | 949.76
2021-04-26 | 10 | 76.24 | 155.6 | 213.2 | 254.24 | 254.24 | 178.64 | 117.2 | 240.56 | 444.64 | 475.52 | 444.64 | 313.92 | 240.56 | 213.2 | 213.2 | 240.56 | 254.24 | 213.2 | 226.88 | 330.08 | 518.24 | 720.96 | 876.48 | 7226.24
2021-04-27 | 975.36 | 1006.88 | 1011.36 | 1011.2 | 1006.88 | 1005.6 | 995.04 | 995.04 | 974.24 | 934.4 | 889.36 | 817.04 | 791.68 | 690.4 | 602.72 | 536.32 | 475.52 | 444.64 | 401.92 | 380.8 | 475.52 | 518.24 | 560 | 602.72 | 18102.88
2021-04-28 | 620.8 | 620.8 | 602.72 | 581.92 | 536.32 | 497.44 | 423.84 | 380.8 | 330.08 | 297.76 | 281.6 | 254.24 | 226.88 | 201.68 | 167.12 | 155.6 | 146 | 146 | 146 | 136.4 | 136.4 | 136.4 | 155.6 | 178.64 | 7361.04
2021-04-29 | 201.68 | 226.88 | 281.6 | 330.08 | 380.8 | 444.64 | 536.32 | 620.8 | 690.4 | 728.96 | 791.68 | 804.16 | 817.04 | 876.48 | 876.48 | 876.48 | 876.48 | 876.48 | 804.16 | 728.96 | 690.4 | 620.8 | 536.32 | 423.84 | 15041.92
2021-04-30 | 362.4 | 313.92 | 297.76 | 281.6 | 281.6 | 267.92 | 213.2 | 201.68 | 155.6 | 126.8 | 117.2 | 107.6 | 107.6 | 107.6 | 117.2 | 126.8 | 126.8 | 126.8 | 107.6 | 91.92 | 76.24 | 55.28 | 30.48 | 20.24 | 3821.84 | 288895.12
2021-05-01 | 0 | 0 | 0 | 0 | 0 | 0 | 0 | 0 | 0 | 0 | 0 | 0 | 0 | 0 | 0 | 20.24 | 20.24 | 20.24 | 15.12 | 15.12 | 0 | 0 | 0 | 0 | 90.96
2021-05-02 | 0 | 0 | 0 | 0 | 0 | 0 | 0 | 0 | 0 | 0 | 0 | 0 | 0 | 0 | 10 | 15.12 | 10 | 0 | 0 | 0 | 0 | 0 | 0 | 0 | 35.12
2021-05-03 | 0 | 0 | 0 | 0 | 0 | 0 | 25.36 | 76.24 | 155.6 | 254.24 | 401.92 | 581.92 | 728.96 | 876.48 | 939.28 | 975.52 | 1005.6 | 1005.6 | 995.04 | 994.88 | 995.04 | 1006.88 | 1011.36 | 1012 | 13041.92
2021-05-04 | 1012 | 1012 | 1012 | 1012 | 1012 | 1011.36 | 1011.36 | 1011.36 | 1012 | 1012 | 1012 | 1011.36 | 1006.88 | 1006.88 | 1011.2 | 1011.36 | 1012 | 1012 | 1012 | 1011.36 | 1011.36 | 995.04 | 993.76 | 975.52 | 24200.8
2021-05-05 | 974.24 | 971.28 | 934.4 | 942.24 | 971.28 | 974.24 | 990.8 | 995.04 | 995.04 | 990.8 | 971.28 | 942.24 | 934.4 | 926.4 | 892.32 | 926.4 | 934.4 | 934.4 | 889.36 | 889.36 | 892.32 | 966.4 | 926.4 | 889.36 | 22654.4
2021-05-06 | 804.16 | 581.92 | 362.4 | 346.24 | 560 | 791.68 | 889.36 | 884.48 | 934.4 | 934.4 | 876.48 | 728.96 | 708.48 | 708.48 | 728.96 | 728.96 | 708.48 | 669.6 | 602.72 | 560 | 536.32 | 518.24 | 497.44 | 454.4 | 16116.56
2021-05-07 | 444.64 | 475.52 | 536.32 | 581.92 | 602.72 | 560 | 536.32 | 536.32 | 497.44 | 444.64 | 401.92 | 362.4 | 346.24 | 313.92 | 281.6 | 240.56 | 190.16 | 126.8 | 91.92 | 76.24 | 55.28 | 48.72 | 25.36 | 0 | 7776.96
2021-05-08 | 0 | 0 | 0 | 35.6 | 126.8 | 254.24 | 444.64 | 633.28 | 876.48 | 934.4 | 974.24 | 995.04 | 1006.88 | 1012 | 1012 | 1012 | 1012 | 1012 | 1012 | 1012 | 975.52 | 804.16 | 454.4 | 190.16 | 15789.84
2021-05-09 | 68.4 | 15.12 | 0 | 10 | 42.16 | 84.08 | 136.4 | 190.16 | 201.68 | 146 | 84.08 | 25.36 | 10 | 42.16 | 107.6 | 178.64 | 213.2 | 213.2 | 254.24 | 313.92 | 444.64 | 518.24 | 536.32 | 497.44 | 4333.04
2021-05-10 | 454.4 | 401.92 | 281.6 | 226.88 | 201.68 | 136.4 | 61.84 | 42.16 | 91.92 | 107.6 | 167.12 | 201.68 | 178.64 | 146 | 117.2 | 84.08 | 55.28 | 42.16 | 35.6 | 42.16 | 42.16 | 42.16 | 61.84 | 91.92 | 3314.4
2021-05-11 | 99.76 | 99.76 | 117.2 | 126.8 | 146 | 155.6 | 117.2 | 146 | 297.76 | 602.72 | 720.96 | 728.96 | 728.96 | 728.96 | 633.28 | 444.64 | 240.56 | 107.6 | 30.48 | 0 | 15.12 | 55.28 | 99.76 | 136.4 | 6579.76
2021-05-12 | 167.12 | 178.64 | 190.16 | 213.2 | 226.88 | 240.56 | 240.56 | 254.24 | 380.8 | 620.8 | 804.16 | 926.4 | 942.24 | 966.4 | 966.4 | 942.24 | 939.28 | 889.36 | 812.16 | 804.16 | 728.96 | 728.96 | 728.96 | 728.96 | 14621.6
2021-05-13 | 708.48 | 633.28 | 560 | 518.24 | 497.44 | 475.52 | 475.52 | 475.52 | 475.52 | 475.52 | 475.52 | 444.64 | 380.8 | 330.08 | 281.6 | 226.88 | 190.16 | 146 | 107.6 | 84.08 | 68.4 | 48.72 | 35.6 | 25.36 | 8140.48
2021-05-14 | 35.6 | 55.28 | 84.08 | 107.6 | 117.2 | 117.2 | 91.92 | 76.24 | 76.24 | 68.4 | 55.28 | 35.6 | 30.48 | 25.36 | 30.48 | 55.28 | 84.08 | 117.2 | 126.8 | 84.08 | 35.6 | 0 | 0 | 0 | 1510
2021-05-15 | 0 | 0 | 0 | 0 | 0 | 0 | 0 | 0 | 0 | 0 | 0 | 0 | 0 | 0 | 0 | 10 | 20.24 | 30.48 | 30.48 | 15.12 | 0 | 0 | 0 | 0 | 106.32
2021-05-16 | 0 | 0 | 0 | 0 | 0 | 0 | 0 | 0 | 0 | 0 | 0 | 0 | 0 | 0 | 0 | 20.24 | 55.28 | 99.76 | 126.8 | 146 | 146 | 117.2 | 84.08 | 42.16 | 837.52
2021-05-17 | 0 | 0 | 0 | 0 | 0 | 0 | 0 | 0 | 0 | 0 | 0 | 0 | 0 | 0 | 0 | 0 | 0 | 0 | 15.12 | 15.12 | 0 | 0 | 0 | 0 | 30.24
2021-05-18 | 20.24 | 61.84 | 107.6 | 136.4 | 126.8 | 91.92 | 61.84 | 48.72 | 35.6 | 25.36 | 20.24 | 20.24 | 25.36 | 25.36 | 20.24 | 20.24 | 30.48 | 48.72 | 76.24 | 84.08 | 99.76 | 107.6 | 126.8 | 136.4 | 1558.08
2021-05-19 | 155.6 | 167.12 | 155.6 | 136.4 | 107.6 | 84.08 | 61.84 | 42.16 | 35.6 | 42.16 | 42.16 | 42.16 | 30.48 | 25.36 | 20.24 | 15.12 | 25.36 | 35.6 | 42.16 | 48.72 | 68.4 | 84.08 | 99.76 | 117.2 | 1684.96
2021-05-20 | 146 | 190.16 | 281.6 | 401.92 | 475.52 | 475.52 | 497.44 | 620.8 | 708.48 | 804.16 | 892.32 | 966.4 | 990.8 | 1005.6 | 1011.2 | 1011.36 | 1011.36 | 1006.88 | 995.04 | 994.88 | 1006.72 | 1011.36 | 1012 | 1012 | 18529.52
2021-05-21 | 1012 | 1012 | 1012 | 1012 | 1012 | 1012 | 1012 | 1012 | 1012 | 1012 | 1012 | 1012 | 1012 | 1012 | 1012 | 1012 | 1012 | 1011.36 | 1005.6 | 975.36 | 939.28 | 934.4 | 926.4 | 926.4 | 23922.8
2021-05-22 | 889.36 | 889.36 | 889.36 | 884.48 | 812.16 | 791.68 | 791.68 | 720.96 | 669.6 | 581.92 | 497.44 | 444.64 | 444.64 | 444.64 | 423.84 | 401.92 | 330.08 | 267.92 | 201.68 | 155.6 | 117.2 | 68.4 | 25.36 | 0 | 11743.92
2021-05-23 | 0 | 0 | 0 | 20.24 | 91.92 | 190.16 | 240.56 | 313.92 | 362.4 | 380.8 | 423.84 | 497.44 | 620.8 | 728.96 | 817.04 | 926.4 | 966.4 | 942.24 | 934.4 | 934.4 | 926.4 | 876.48 | 791.68 | 720.96 | 12707.44
2021-05-24 | 720.96 | 804.16 | 889.36 | 939.28 | 971.28 | 974.24 | 974.24 | 975.36 | 974.24 | 966.4 | 926.4 | 884.48 | 876.48 | 812.16 | 804.16 | 728.96 | 690.4 | 602.72 | 497.44 | 454.4 | 536.32 | 602.72 | 602.72 | 602.72 | 18811.6
2021-05-25 | 602.72 | 497.44 | 444.64 | 444.64 | 423.84 | 330.08 | 313.92 | 380.8 | 380.8 | 362.4 | 346.24 | 297.76 | 240.56 | 240.56 | 281.6 | 346.24 | 423.84 | 454.4 | 454.4 | 444.64 | 444.64 | 536.32 | 560 | 497.44 | 9749.92
2021-05-26 | 475.52 | 444.64 | 454.4 | 475.52 | 454.4 | 423.84 | 362.4 | 401.92 | 380.8 | 444.64 | 560 | 620.8 | 633.28 | 633.28 | 602.72 | 581.92 | 560 | 518.24 | 454.4 | 362.4 | 254.24 | 190.16 | 155.6 | 155.6 | 10600.72
2021-05-27 | 155.6 | 155.6 | 126.8 | 84.08 | 35.6 | 0 | 0 | 0 | 0 | 0 | 0 | 0 | 0 | 0 | 0 | 0 | 0 | 0 | 0 | 25.36 | 136.4 | 201.68 | 178.64 | 117.2 | 1216.96
2021-05-28 | 76.24 | 55.28 | 48.72 | 42.16 | 42.16 | 35.6 | 48.72 | 84.08 | 107.6 | 107.6 | 107.6 | 99.76 | 117.2 | 146 | 190.16 | 240.56 | 281.6 | 330.08 | 346.24 | 346.24 | 330.08 | 313.92 | 281.6 | 254.24 | 4033.44
2021-05-29 | 201.68 | 146 | 107.6 | 84.08 | 68.4 | 42.16 | 15.12 | 10 | 0 | 0 | 0 | 0 | 0 | 0 | 0 | 0 | 0 | 0 | 0 | 25.36 | 35.6 | 35.6 | 20.24 | 0 | 791.84
2021-05-30 | 0 | 0 | 0 | 0 | 0 | 0 | 0 | 0 | 0 | 0 | 0 | 15.12 | 35.6 | 68.4 | 91.92 | 107.6 | 99.76 | 91.92 | 99.76 | 126.8 | 178.64 | 254.24 | 281.6 | 281.6 | 1732.96
2021-05-31 | 254.24 | 213.2 | 178.64 | 146 | 136.4 | 107.6 | 61.84 | 48.72 | 84.08 | 107.6 | 146 | 213.2 | 313.92 | 497.44 | 690.4 | 812.16 | 876.48 | 804.16 | 804.16 | 804.16 | 804.16 | 876.48 | 817.04 | 728.96 | 10527.04 | 266791.12
2021-06-01 | 633.28 | 581.92 | 581.92 | 602.72 | 581.92 | 497.44 | 423.84 | 423.84 | 444.64 | 380.8 | 240.56 | 126.8 | 55.28 | 30.48 | 0 | 0 | 0 | 0 | 35.6 | 91.92 | 117.2 | 136.4 | 146 | 178.64 | 6311.2
2021-06-02 | 190.16 | 201.68 | 226.88 | 254.24 | 254.24 | 190.16 | 167.12 | 226.88 | 346.24 | 475.52 | 633.28 | 720.96 | 728.96 | 791.68 | 804.16 | 817.04 | 889.36 | 889.36 | 812.16 | 728.96 | 720.96 | 708.48 | 633.28 | 602.72 | 13014.48
2021-06-03 | 602.72 | 581.92 | 560 | 536.32 | 560 | 518.24 | 581.92 | 602.72 | 669.6 | 708.48 | 708.48 | 728.96 | 728.96 | 728.96 | 720.96 | 669.6 | 633.28 | 620.8 | 633.28 | 690.4 | 791.68 | 812.16 | 804.16 | 633.28 | 15826.88
2021-06-04 | 497.44 | 401.92 | 362.4 | 297.76 | 281.6 | 267.92 | 330.08 | 423.84 | 423.84 | 401.92 | 362.4 | 330.08 | 281.6 | 240.56 | 146 | 84.08 | 25.36 | 0 | 0 | 0 | 0 | 0 | 0 | 0 | 5158.8
2021-06-05 | 0 | 0 | 0 | 0 | 0 | 0 | 0 | 0 | 0 | 0 | 0 | 0 | 0 | 0 | 0 | 0 | 0 | 0 | 0 | 0 | 0 | 15.12 | 48.72 | 107.6 | 171.44
2021-06-06 | 167.12 | 201.68 | 190.16 | 178.64 | 190.16 | 226.88 | 267.92 | 240.56 | 201.68 | 155.6 | 107.6 | 68.4 | 25.36 | 0 | 0 | 0 | 0 | 0 | 0 | 15.12 | 99.76 | 167.12 | 167.12 | 146 | 2816.88
2021-06-07 | 136.4 | 126.8 | 126.8 | 117.2 | 91.92 | 61.84 | 42.16 | 25.36 | 15.12 | 0 | 0 | 10 | 10 | 0 | 0 | 0 | 0 | 10 | 25.36 | 35.6 | 55.28 | 76.24 | 107.6 | 146 | 1219.68
2021-06-08 | 190.16 | 178.64 | 136.4 | 117.2 | 126.8 | 117.2 | 91.92 | 107.6 | 201.68 | 240.56 | 281.6 | 346.24 | 330.08 | 362.4 | 401.92 | 362.4 | 267.92 | 167.12 | 84.08 | 76.24 | 146 | 281.6 | 444.64 | 536.32 | 5596.72
2021-06-09 | 536.32 | 497.44 | 444.64 | 497.44 | 518.24 | 518.24 | 475.52 | 497.44 | 454.4 | 518.24 | 536.32 | 560 | 518.24 | 497.44 | 536.32 | 620.8 | 602.72 | 536.32 | 620.8 | 581.92 | 633.28 | 728.96 | 791.68 | 804.16 | 13526.88
2021-06-10 | 804.16 | 791.68 | 791.68 | 812.16 | 876.48 | 817.04 | 876.48 | 971.28 | 1006.72 | 1006.72 | 995.04 | 975.52 | 975.36 | 975.52 | 942.24 | 942.24 | 892.32 | 876.48 | 817.04 | 817.04 | 876.48 | 884.48 | 892.32 | 942.24 | 21558.72
2021-06-11 | 975.36 | 975.36 | 971.28 | 934.4 | 876.48 | 817.04 | 889.36 | 939.28 | 971.28 | 974.24 | 942.24 | 971.28 | 974.24 | 993.76 | 1005.6 | 1011.2 | 1011.36 | 1011.36 | 1006.88 | 990.8 | 974.24 | 971.28 | 974.24 | 993.76 | 23156.32
2021-06-12 | 990.8 | 975.52 | 994.88 | 995.04 | 1006.88 | 1011.36 | 1012 | 1012 | 1012 | 1012 | 1012 | 1012 | 1012 | 1011.36 | 1005.6 | 971.28 | 876.48 | 669.6 | 401.92 | 201.68 | 146 | 240.56 | 380.8 | 497.44 | 19461.2
2021-06-13 | 602.72 | 602.72 | 708.48 | 804.16 | 804.16 | 791.68 | 889.36 | 942.24 | 993.76 | 1011.36 | 1012 | 1012 | 1012 | 1012 | 1012 | 1006.88 | 939.28 | 804.16 | 669.6 | 602.72 | 518.24 | 518.24 | 720.96 | 817.04 | 19807.76
2021-06-14 | 876.48 | 876.48 | 926.4 | 939.28 | 975.36 | 995.04 | 1011.2 | 1012 | 1012 | 1012 | 1012 | 1012 | 1012 | 1012 | 1012 | 1012 | 1012 | 1012 | 1012 | 995.04 | 942.24 | 889.36 | 817.04 | 720.96 | 23108.88
2021-06-15 | 669.6 | 602.72 | 497.44 | 380.8 | 240.56 | 126.8 | 68.4 | 25.36 | 25.36 | 76.24 | 155.6 | 226.88 | 281.6 | 346.24 | 454.4 | 581.92 | 669.6 | 804.16 | 889.36 | 889.36 | 889.36 | 720.96 | 602.72 | 518.24 | 10743.68
2021-06-16 | 380.8 | 240.56 | 167.12 | 178.64 | 226.88 | 213.2 | 380.8 | 633.28 | 728.96 | 804.16 | 817.04 | 884.48 | 889.36 | 934.4 | 934.4 | 889.36 | 812.16 | 708.48 | 536.32 | 362.4 | 281.6 | 254.24 | 201.68 | 167.12 | 12627.44
2021-06-17 | 146 | 126.8 | 117.2 | 126.8 | 126.8 | 76.24 | 117.2 | 146 | 136.4 | 117.2 | 91.92 | 68.4 | 55.28 | 35.6 | 25.36 | 30.48 | 42.16 | 55.28 | 68.4 | 76.24 | 117.2 | 190.16 | 281.6 | 423.84 | 2798.56
2021-06-18 | 518.24 | 454.4 | 401.92 | 362.4 | 313.92 | 281.6 | 226.88 | 190.16 | 146 | 99.76 | 35.6 | 0 | 0 | 0 | 0 | 0 | 42.16 | 155.6 | 313.92 | 423.84 | 444.64 | 380.8 | 346.24 | 346.24 | 5484.32
2021-06-19 | 362.4 | 380.8 | 380.8 | 346.24 | 313.92 | 267.92 | 267.92 | 254.24 | 226.88 | 213.2 | 201.68 | 201.68 | 226.88 | 297.76 | 401.92 | 475.52 | 518.24 | 560 | 620.8 | 708.48 | 690.4 | 708.48 | 602.72 | 475.52 | 9704.4
2021-06-20 | 380.8 | 313.92 | 281.6 | 213.2 | 117.2 | 42.16 | 0 | 0 | 0 | 0 | 0 | 61.84 | 146 | 240.56 | 346.24 | 475.52 | 536.32 | 560 | 560 | 560 | 536.32 | 518.24 | 536.32 | 536.32 | 6962.56
2021-06-21 | 602.72 | 708.48 | 720.96 | 690.4 | 602.72 | 536.32 | 497.44 | 518.24 | 536.32 | 560 | 633.28 | 728.96 | 812.16 | 876.48 | 876.48 | 804.16 | 728.96 | 633.28 | 518.24 | 444.64 | 362.4 | 313.92 | 267.92 | 226.88 | 14201.36
2021-06-22 | 190.16 | 167.12 | 146 | 117.2 | 84.08 | 61.84 | 42.16 | 15.12 | 15.12 | 25.36 | 30.48 | 42.16 | 55.28 | 76.24 | 107.6 | 146 | 201.68 | 240.56 | 254.24 | 267.92 | 423.84 | 475.52 | 454.4 | 401.92 | 4042
2021-06-23 | 346.24 | 380.8 | 401.92 | 401.92 | 401.92 | 346.24 | 267.92 | 240.56 | 213.2 | 213.2 | 240.56 | 267.92 | 297.76 | 281.6 | 226.88 | 167.12 | 117.2 | 68.4 | 25.36 | 0 | 25.36 | 61.84 | 117.2 | 178.64 | 5289.76
2021-06-24 | 226.88 | 297.76 | 380.8 | 497.44 | 560 | 497.44 | 560 | 720.96 | 728.96 | 669.6 | 602.72 | 536.32 | 497.44 | 560 | 791.68 | 974.24 | 1011.36 | 1012 | 1012 | 1006.88 | 993.76 | 990.8 | 994.88 | 995.04 | 17118.96
2021-06-25 | 995.04 | 1005.6 | 1005.6 | 1006.72 | 1005.6 | 1006.88 | 1011.36 | 1012 | 1011.36 | 1011.36 | 1011.36 | 1006.88 | 1006.72 | 995.04 | 993.76 | 975.52 | 975.36 | 974.24 | 939.28 | 884.48 | 817.04 | 804.16 | 720.96 | 620.8 | 22797.12
2021-06-26 | 536.32 | 497.44 | 454.4 | 362.4 | 226.88 | 167.12 | 117.2 | 76.24 | 48.72 | 30.48 | 0 | 0 | 0 | 0 | 0 | 0 | 0 | 0 | 0 | 15.12 | 0 | 0 | 0 | 0 | 2532.32
2021-06-27 | 0 | 0 | 35.6 | 61.84 | 61.84 | 42.16 | 48.72 | 48.72 | 42.16 | 35.6 | 30.48 | 15.12 | 0 | 0 | 0 | 0 | 0 | 0 | 0 | 0 | 0 | 0 | 0 | 0 | 422.24
2021-06-28 | 0 | 0 | 0 | 10 | 10 | 0 | 0 | 0 | 0 | 0 | 0 | 0 | 25.36 | 68.4 | 99.76 | 99.76 | 99.76 | 117.2 | 117.2 | 117.2 | 107.6 | 155.6 | 226.88 | 240.56 | 1495.28
2021-06-29 | 190.16 | 167.12 | 155.6 | 146 | 99.76 | 84.08 | 76.24 | 61.84 | 48.72 | 20.24 | 0 | 15.12 | 48.72 | 68.4 | 76.24 | 76.24 | 91.92 | 117.2 | 155.6 | 155.6 | 167.12 | 155.6 | 107.6 | 61.84 | 2346.96
2021-06-30 | 35.6 | 30.48 | 42.16 | 48.72 | 55.28 | 61.84 | 61.84 | 55.28 | 42.16 | 35.6 | 35.6 | 42.16 | 48.72 | 48.72 | 35.6 | 25.36 | 20.24 | 15.12 | 25.36 | 42.16 | 68.4 | 76.24 | 68.4 | 61.84 | 1082.88 | 290385.68
2021-07-01 | 42.16 | 25.36 | 10 | 0 | 0 | 0 | 0 | 0 | 10 | 25.36 | 42.16 | 61.84 | 68.4 | 76.24 | 84.08 | 84.08 | 84.08 | 99.76 | 117.2 | 107.6 | 91.92 | 61.84 | 25.36 | 0 | 1117.44
2021-07-02 | 0 | 0 | 0 | 0 | 0 | 0 | 0 | 0 | 0 | 0 | 30.48 | 48.72 | 61.84 | 76.24 | 84.08 | 99.76 | 136.4 | 167.12 | 213.2 | 226.88 | 178.64 | 117.2 | 61.84 | 30.48 | 1532.88
2021-07-03 | 30.48 | 48.72 | 84.08 | 126.8 | 167.12 | 126.8 | 76.24 | 76.24 | 91.92 | 91.92 | 107.6 | 146 | 201.68 | 281.6 | 362.4 | 444.64 | 536.32 | 669.6 | 708.48 | 633.28 | 690.4 | 690.4 | 690.4 | 690.4 | 7773.52
2021-07-04 | 669.6 | 633.28 | 669.6 | 633.28 | 560 | 475.52 | 602.72 | 633.28 | 620.8 | 581.92 | 581.92 | 669.6 | 728.96 | 728.96 | 728.96 | 728.96 | 728.96 | 720.96 | 620.8 | 475.52 | 401.92 | 380.8 | 346.24 | 330.08 | 14252.64
2021-07-05 | 330.08 | 313.92 | 330.08 | 401.92 | 444.64 | 444.64 | 454.4 | 581.92 | 633.28 | 690.4 | 720.96 | 791.68 | 804.16 | 812.16 | 804.16 | 804.16 | 791.68 | 728.96 | 633.28 | 581.92 | 581.92 | 518.24 | 444.64 | 313.92 | 13957.12
2021-07-06 | 213.2 | 146 | 117.2 | 167.12 | 213.2 | 178.64 | 117.2 | 61.84 | 35.6 | 35.6 | 35.6 | 61.84 | 107.6 | 190.16 | 297.76 | 313.92 | 254.24 | 167.12 | 107.6 | 136.4 | 254.24 | 454.4 | 536.32 | 560 | 4762.8
2021-07-07 | 620.8 | 669.6 | 633.28 | 690.4 | 690.4 | 581.92 | 690.4 | 728.96 | 728.96 | 708.48 | 633.28 | 620.8 | 602.72 | 581.92 | 602.72 | 620.8 | 620.8 | 602.72 | 560 | 475.52 | 444.64 | 444.64 | 475.52 | 475.52 | 14504.8
2021-07-08 | 444.64 | 444.64 | 423.84 | 380.8 | 330.08 | 254.24 | 190.16 | 167.12 | 146 | 126.8 | 91.92 | 55.28 | 20.24 | 0 | 0 | 0 | 0 | 0 | 0 | 0 | 10 | 15.12 | 10 | 0 | 3110.88
2021-07-09 | 0 | 0 | 0 | 0 | 0 | 0 | 15.12 | 30.48 | 48.72 | 55.28 | 55.28 | 55.28 | 55.28 | 55.28 | 48.72 | 48.72 | 61.84 | 91.92 | 146 | 190.16 | 190.16 | 190.16 | 178.64 | 155.6 | 1672.64
2021-07-10 | 136.4 | 126.8 | 126.8 | 126.8 | 136.4 | 117.2 | 99.76 | 107.6 | 99.76 | 84.08 | 55.28 | 35.6 | 42.16 | 76.24 | 136.4 | 213.2 | 267.92 | 297.76 | 267.92 | 213.2 | 167.12 | 136.4 | 107.6 | 76.24 | 3254.64
2021-07-11 | 42.16 | 0 | 0 | 0 | 0 | 0 | 0 | 0 | 0 | 0 | 0 | 0 | 0 | 0 | 10 | 42.16 | 68.4 | 84.08 | 76.24 | 42.16 | 20.24 | 0 | 0 | 0 | 385.44
2021-07-12 | 0 | 0 | 0 | 0 | 0 | 0 | 0 | 0 | 0 | 0 | 0 | 0 | 15.12 | 42.16 | 68.4 | 107.6 | 136.4 | 155.6 | 136.4 | 107.6 | 91.92 | 68.4 | 55.28 | 35.6 | 1020.48
2021-07-13 | 25.36 | 20.24 | 10 | 0 | 0 | 0 | 0 | 0 | 0 | 0 | 20.24 | 30.48 | 42.16 | 55.28 | 68.4 | 84.08 | 91.92 | 84.08 | 84.08 | 84.08 | 91.92 | 84.08 | 35.6 | 0 | 912
2021-07-14 | 0 | 0 | 0 | 0 | 0 | 0 | 0 | 0 | 25.36 | 42.16 | 84.08 | 155.6 | 254.24 | 401.92 | 536.32 | 669.6 | 804.16 | 889.36 | 934.4 | 966.4 | 974.24 | 990.8 | 990.8 | 966.4 | 9685.84
2021-07-15 | 934.4 | 876.48 | 728.96 | 720.96 | 620.8 | 536.32 | 497.44 | 346.24 | 226.88 | 146 | 99.76 | 76.24 | 55.28 | 42.16 | 30.48 | 20.24 | 0 | 0 | 0 | 0 | 0 | 0 | 76.24 | 201.68 | 6236.56
2021-07-16 | 297.76 | 330.08 | 346.24 | 401.92 | 475.52 | 444.64 | 581.92 | 720.96 | 889.36 | 966.4 | 990.8 | 1006.72 | 1011.36 | 1012 | 1012 | 1012 | 1012 | 1012 | 1006.88 | 995.04 | 993.76 | 974.24 | 884.48 | 804.16 | 19182.24
2021-07-17 | 804.16 | 804.16 | 804.16 | 791.68 | 804.16 | 804.16 | 975.52 | 1011.36 | 1012 | 1012 | 1012 | 1012 | 1012 | 1012 | 1012 | 1012 | 1012 | 1012 | 1006.88 | 994.88 | 974.24 | 974.24 | 934.4 | 876.48 | 22680.48
2021-07-18 | 720.96 | 560 | 454.4 | 423.84 | 362.4 | 267.92 | 226.88 | 254.24 | 281.6 | 281.6 | 267.92 | 240.56 | 226.88 | 213.2 | 178.64 | 155.6 | 126.8 | 91.92 | 68.4 | 30.48 | 0 | 0 | 0 | 0 | 5434.24
2021-07-19 | 0 | 0 | 0 | 0 | 0 | 0 | 0 | 0 | 15.12 | 35.6 | 42.16 | 48.72 | 55.28 | 68.4 | 91.92 | 136.4 | 201.68 | 254.24 | 240.56 | 155.6 | 68.4 | 42.16 | 35.6 | 48.72 | 1540.56
2021-07-20 | 68.4 | 99.76 | 107.6 | 117.2 | 107.6 | 84.08 | 76.24 | 84.08 | 76.24 | 55.28 | 35.6 | 20.24 | 10 | 0 | 10 | 20.24 | 35.6 | 42.16 | 42.16 | 42.16 | 35.6 | 25.36 | 0 | 0 | 1195.6
2021-07-21 | 0 | 0 | 0 | 0 | 0 | 0 | 0 | 0 | 0 | 0 | 0 | 0 | 0 | 0 | 0 | 0 | 0 | 0 | 0 | 0 | 10 | 0 | 0 | 0 | 10
2021-07-22 | 0 | 20.24 | 30.48 | 30.48 | 20.24 | 0 | 0 | 0 | 0 | 0 | 0 | 0 | 0 | 0 | 0 | 0 | 0 | 0 | 15.12 | 30.48 | 55.28 | 55.28 | 48.72 | 35.6 | 341.92
2021-07-23 | 20.24 | 0 | 0 | 0 | 0 | 0 | 0 | 10 | 15.12 | 15.12 | 15.12 | 15.12 | 15.12 | 15.12 | 25.36 | 35.6 | 42.16 | 55.28 | 68.4 | 68.4 | 68.4 | 61.84 | 61.84 | 61.84 | 670.08
2021-07-24 | 55.28 | 48.72 | 42.16 | 35.6 | 30.48 | 30.48 | 35.6 | 48.72 | 61.84 | 55.28 | 61.84 | 76.24 | 68.4 | 55.28 | 25.36 | 15.12 | 30.48 | 68.4 | 146 | 213.2 | 190.16 | 136.4 | 84.08 | 30.48 | 1645.6
2021-07-25 | 0 | 0 | 0 | 0 | 0 | 25.36 | 42.16 | 55.28 | 55.28 | 61.84 | 84.08 | 117.2 | 155.6 | 201.68 | 226.88 | 240.56 | 213.2 | 190.16 | 167.12 | 146 | 136.4 | 117.2 | 117.2 | 117.2 | 2470.4
2021-07-26 | 107.6 | 91.92 | 99.76 | 99.76 | 76.24 | 48.72 | 25.36 | 25.36 | 35.6 | 55.28 | 68.4 | 68.4 | 61.84 | 48.72 | 55.28 | 68.4 | 68.4 | 61.84 | 48.72 | 42.16 | 42.16 | 55.28 | 61.84 | 76.24 | 1493.28
2021-07-27 | 99.76 | 107.6 | 107.6 | 99.76 | 84.08 | 35.6 | 0 | 0 | 0 | 0 | 0 | 0 | 15.12 | 48.72 | 99.76 | 155.6 | 213.2 | 281.6 | 330.08 | 346.24 | 313.92 | 330.08 | 454.4 | 518.24 | 3641.36
2021-07-28 | 497.44 | 454.4 | 454.4 | 475.52 | 475.52 | 475.52 | 497.44 | 602.72 | 708.48 | 728.96 | 728.96 | 728.96 | 690.4 | 620.8 | 581.92 | 536.32 | 497.44 | 444.64 | 362.4 | 330.08 | 313.92 | 313.92 | 281.6 | 240.56 | 12042.32
2021-07-29 | 240.56 | 267.92 | 346.24 | 401.92 | 444.64 | 444.64 | 454.4 | 518.24 | 560 | 581.92 | 560 | 536.32 | 518.24 | 475.52 | 423.84 | 362.4 | 297.76 | 240.56 | 190.16 | 155.6 | 167.12 | 190.16 | 178.64 | 167.12 | 8723.92
2021-07-30 | 155.6 | 146 | 136.4 | 126.8 | 99.76 | 68.4 | 35.6 | 15.12 | 0 | 0 | 0 | 20.24 | 48.72 | 91.92 | 146 | 190.16 | 226.88 | 240.56 | 240.56 | 240.56 | 226.88 | 226.88 | 226.88 | 254.24 | 3164.16
2021-07-31 | 281.6 | 346.24 | 401.92 | 401.92 | 401.92 | 475.52 | 497.44 | 497.44 | 475.52 | 454.4 | 444.64 | 423.84 | 380.8 | 401.92 | 423.84 | 444.64 | 475.52 | 497.44 | 497.44 | 475.52 | 497.44 | 497.44 | 475.52 | 454.4 | 10624.32 | 179040.16
2021-08-01 | 423.84 | 401.92 | 401.92 | 423.84 | 423.84 | 380.8 | 401.92 | 380.8 | 346.24 | 297.76 | 254.24 | 226.88 | 213.2 | 201.68 | 213.2 | 240.56 | 281.6 | 297.76 | 281.6 | 240.56 | 178.64 | 136.4 | 99.76 | 84.08 | 6833.04
2021-08-02 | 76.24 | 84.08 | 84.08 | 84.08 | 68.4 | 42.16 | 20.24 | 0 | 0 | 0 | 0 | 0 | 0 | 0 | 0 | 0 | 0 | 0 | 0 | 25.36 | 61.84 | 76.24 | 68.4 | 55.28 | 746.4
2021-08-03 | 35.6 | 30.48 | 20.24 | 0 | 0 | 0 | 0 | 0 | 0 | 0 | 0 | 0 | 0 | 0 | 0 | 0 | 0 | 0 | 0 | 0 | 0 | 0 | 0 | 0 | 86.32
2021-08-04 | 0 | 0 | 0 | 10 | 25.36 | 42.16 | 42.16 | 48.72 | 61.84 | 76.24 | 84.08 | 99.76 | 99.76 | 68.4 | 35.6 | 20.24 | 0 | 0 | 0 | 20.24 | 76.24 | 117.2 | 126.8 | 126.8 | 1181.6
2021-08-05 | 136.4 | 167.12 | 190.16 | 201.68 | 254.24 | 267.92 | 254.24 | 281.6 | 362.4 | 346.24 | 362.4 | 423.84 | 497.44 | 560 | 620.8 | 728.96 | 817.04 | 892.32 | 966.4 | 971.28 | 926.4 | 926.4 | 939.28 | 971.28 | 13065.84
2021-08-06 | 934.4 | 892.32 | 939.28 | 966.4 | 892.32 | 892.32 | 939.28 | 990.8 | 1006.88 | 1011.36 | 1012 | 1012 | 1011.36 | 1011.36 | 1012 | 1012 | 1006.88 | 975.36 | 926.4 | 884.48 | 817.04 | 812.16 | 804.16 | 817.04 | 22579.6
2021-08-07 | 884.48 | 884.48 | 876.48 | 804.16 | 728.96 | 633.28 | 497.44 | 401.92 | 346.24 | 346.24 | 423.84 | 536.32 | 690.4 | 728.96 | 804.16 | 804.16 | 791.68 | 728.96 | 690.4 | 708.48 | 690.4 | 669.6 | 602.72 | 581.92 | 15855.68
2021-08-08 | 536.32 | 497.44 | 475.52 | 454.4 | 444.64 | 380.8 | 297.76 | 330.08 | 346.24 | 330.08 | 297.76 | 267.92 | 226.88 | 178.64 | 136.4 | 117.2 | 107.6 | 99.76 | 91.92 | 84.08 | 76.24 | 48.72 | 30.48 | 35.6 | 5892.48
2021-08-09 | 55.28 | 84.08 | 107.6 | 126.8 | 136.4 | 146 | 126.8 | 107.6 | 99.76 | 76.24 | 68.4 | 68.4 | 61.84 | 68.4 | 76.24 | 91.92 | 107.6 | 146 | 155.6 | 155.6 | 178.64 | 190.16 | 213.2 | 213.2 | 2861.76
2021-08-10 | 213.2 | 201.68 | 190.16 | 155.6 | 117.2 | 91.92 | 61.84 | 48.72 | 35.6 | 30.48 | 25.36 | 15.12 | 0 | 0 | 0 | 0 | 0 | 0 | 0 | 0 | 0 | 0 | 30.48 | 61.84 | 1279.2
2021-08-11 | 107.6 | 167.12 | 254.24 | 313.92 | 380.8 | 444.64 | 454.4 | 518.24 | 581.92 | 536.32 | 536.32 | 669.6 | 812.16 | 876.48 | 804.16 | 475.52 | 213.2 | 213.2 | 444.64 | 669.6 | 690.4 | 602.72 | 536.32 | 444.64 | 11748.16
2021-08-12 | 346.24 | 281.6 | 201.68 | 99.76 | 25.36 | 0 | 0 | 0 | 76.24 | 254.24 | 454.4 | 602.72 | 690.4 | 791.68 | 876.48 | 892.32 | 884.48 | 876.48 | 876.48 | 804.16 | 728.96 | 720.96 | 602.72 | 444.64 | 11532
2021-08-13 | 380.8 | 454.4 | 518.24 | 581.92 | 633.28 | 728.96 | 804.16 | 812.16 | 817.04 | 934.4 | 975.52 | 993.76 | 975.52 | 934.4 | 876.48 | 876.48 | 884.48 | 876.48 | 876.48 | 926.4 | 939.28 | 975.36 | 990.8 | 975.36 | 19742.16
2021-08-14 | 971.28 | 942.24 | 934.4 | 892.32 | 876.48 | 817.04 | 791.68 | 791.68 | 728.96 | 633.28 | 560 | 454.4 | 401.92 | 362.4 | 362.4 | 401.92 | 380.8 | 313.92 | 226.88 | 178.64 | 167.12 | 190.16 | 213.2 | 240.56 | 12833.68
2021-08-15 | 297.76 | 346.24 | 401.92 | 444.64 | 380.8 | 346.24 | 346.24 | 380.8 | 346.24 | 281.6 | 240.56 | 254.24 | 281.6 | 362.4 | 475.52 | 620.8 | 728.96 | 804.16 | 728.96 | 728.96 | 804.16 | 804.16 | 812.16 | 812.16 | 12031.28
2021-08-16 | 876.48 | 889.36 | 884.48 | 876.48 | 817.04 | 728.96 | 620.8 | 518.24 | 423.84 | 313.92 | 267.92 | 240.56 | 213.2 | 213.2 | 254.24 | 281.6 | 267.92 | 240.56 | 226.88 | 254.24 | 330.08 | 362.4 | 346.24 | 330.08 | 10778.72
2021-08-17 | 362.4 | 330.08 | 380.8 | 444.64 | 497.44 | 454.4 | 423.84 | 620.8 | 728.96 | 791.68 | 791.68 | 804.16 | 804.16 | 804.16 | 804.16 | 817.04 | 876.48 | 876.48 | 812.16 | 728.96 | 791.68 | 817.04 | 728.96 | 791.68 | 16283.84
2021-08-18 | 812.16 | 817.04 | 889.36 | 966.4 | 995.04 | 1006.88 | 1011.36 | 1012 | 1012 | 1012 | 1012 | 1011.2 | 995.04 | 942.24 | 817.04 | 720.96 | 581.92 | 444.64 | 313.92 | 240.56 | 190.16 | 136.4 | 99.76 | 76.24 | 17116.32
2021-08-19 | 68.4 | 61.84 | 55.28 | 55.28 | 48.72 | 25.36 | 0 | 0 | 0 | 0 | 0 | 0 | 0 | 0 | 0 | 0 | 20.24 | 48.72 | 76.24 | 99.76 | 107.6 | 91.92 | 91.92 | 99.76 | 951.04
2021-08-20 | 107.6 | 126.8 | 146 | 155.6 | 178.64 | 201.68 | 201.68 | 201.68 | 213.2 | 213.2 | 226.88 | 254.24 | 281.6 | 330.08 | 380.8 | 454.4 | 497.44 | 560 | 633.28 | 690.4 | 728.96 | 690.4 | 633.28 | 669.6 | 8777.44
2021-08-21 | 720.96 | 728.96 | 720.96 | 602.72 | 444.64 | 313.92 | 201.68 | 107.6 | 61.84 | 42.16 | 25.36 | 10 | 0 | 0 | 0 | 0 | 0 | 0 | 0 | 0 | 0 | 0 | 0 | 0 | 3980.8
2021-08-22 | 0 | 0 | 25.36 | 35.6 | 42.16 | 48.72 | 48.72 | 25.36 | 0 | 0 | 0 | 0 | 0 | 0 | 0 | 0 | 0 | 0 | 0 | 0 | 0 | 0 | 0 | 20.24 | 246.16
2021-08-23 | 15.12 | 0 | 0 | 10 | 20.24 | 10 | 0 | 0 | 0 | 0 | 0 | 0 | 0 | 0 | 0 | 0 | 0 | 0 | 0 | 15.12 | 30.48 | 25.36 | 0 | 0 | 126.32
2021-08-24 | 0 | 0 | 0 | 0 | 0 | 0 | 0 | 0 | 0 | 0 | 0 | 0 | 0 | 0 | 0 | 25.36 | 61.84 | 99.76 | 136.4 | 126.8 | 84.08 | 30.48 | 0 | 10 | 574.72
2021-08-25 | 35.6 | 76.24 | 136.4 | 213.2 | 281.6 | 346.24 | 297.76 | 267.92 | 346.24 | 401.92 | 362.4 | 330.08 | 297.76 | 267.92 | 267.92 | 281.6 | 313.92 | 313.92 | 281.6 | 254.24 | 254.24 | 226.88 | 190.16 | 146 | 6191.76
2021-08-26 | 117.2 | 99.76 | 84.08 | 76.24 | 76.24 | 91.92 | 91.92 | 76.24 | 68.4 | 55.28 | 42.16 | 25.36 | 20.24 | 15.12 | 15.12 | 30.48 | 61.84 | 91.92 | 136.4 | 155.6 | 136.4 | 91.92 | 48.72 | 20.24 | 1728.8
2021-08-27 | 0 | 0 | 0 | 0 | 0 | 0 | 0 | 0 | 0 | 10 | 0 | 0 | 0 | 0 | 0 | 0 | 10 | 15.12 | 30.48 | 48.72 | 48.72 | 48.72 | 42.16 | 30.48 | 284.4
2021-08-28 | 15.12 | 0 | 0 | 0 | 0 | 0 | 0 | 0 | 0 | 0 | 0 | 0 | 0 | 0 | 0 | 30.48 | 61.84 | 91.92 | 117.2 | 126.8 | 167.12 | 254.24 | 313.92 | 313.92 | 1492.56
2021-08-29 | 313.92 | 297.76 | 297.76 | 267.92 | 226.88 | 201.68 | 146 | 117.2 | 91.92 | 84.08 | 91.92 | 99.76 | 117.2 | 126.8 | 126.8 | 126.8 | 126.8 | 136.4 | 136.4 | 136.4 | 126.8 | 107.6 | 84.08 | 61.84 | 3650.72
2021-08-30 | 48.72 | 42.16 | 42.16 | 48.72 | 68.4 | 84.08 | 99.76 | 117.2 | 136.4 | 136.4 | 136.4 | 126.8 | 107.6 | 107.6 | 117.2 | 126.8 | 146 | 167.12 | 190.16 | 213.2 | 201.68 | 146 | 99.76 | 68.4 | 2778.72
2021-08-31 | 68.4 | 91.92 | 126.8 | 167.12 | 201.68 | 240.56 | 240.56 | 240.56 | 240.56 | 201.68 | 167.12 | 146 | 136.4 | 136.4 | 136.4 | 146 | 155.6 | 178.64 | 240.56 | 313.92 | 362.4 | 362.4 | 313.92 | 254.24 | 4869.84 | 218101.36
2021-09-01 | 226.88 | 240.56 | 267.92 | 313.92 | 362.4 | 444.64 | 444.64 | 423.84 | 401.92 | 330.08 | 267.92 | 226.88 | 213.2 | 190.16 | 178.64 | 167.12 | 167.12 | 155.6 | 155.6 | 167.12 | 155.6 | 117.2 | 61.84 | 20.24 | 5701.04
2021-09-02 | 0 | 0 | 0 | 0 | 0 | 0 | 0 | 0 | 0 | 0 | 0 | 0 | 0 | 0 | 0 | 0 | 0 | 0 | 10 | 35.6 | 42.16 | 30.48 | 20.24 | 10 | 148.48
2021-09-03 | 0 | 0 | 0 | 0 | 10 | 0 | 0 | 0 | 0 | 0 | 0 | 0 | 0 | 0 | 10 | 30.48 | 55.28 | 76.24 | 107.6 | 107.6 | 99.76 | 84.08 | 76.24 | 68.4 | 725.68
2021-09-04 | 68.4 | 68.4 | 61.84 | 61.84 | 61.84 | 61.84 | 61.84 | 55.28 | 48.72 | 42.16 | 30.48 | 30.48 | 30.48 | 35.6 | 48.72 | 61.84 | 68.4 | 76.24 | 84.08 | 91.92 | 107.6 | 136.4 | 167.12 | 213.2 | 1774.72
2021-09-05 | 254.24 | 313.92 | 346.24 | 330.08 | 297.76 | 297.76 | 281.6 | 213.2 | 213.2 | 240.56 | 226.88 | 213.2 | 190.16 | 117.2 | 55.28 | 61.84 | 55.28 | 61.84 | 91.92 | 126.8 | 146 | 155.6 | 146 | 136.4 | 4572.96
2021-09-06 | 126.8 | 126.8 | 117.2 | 84.08 | 61.84 | 35.6 | 25.36 | 10 | 20.24 | 30.48 | 42.16 | 61.84 | 91.92 | 136.4 | 167.12 | 178.64 | 190.16 | 240.56 | 380.8 | 423.84 | 454.4 | 518.24 | 536.32 | 536.32 | 4597.12
2021-09-07 | 581.92 | 602.72 | 560 | 518.24 | 401.92 | 330.08 | 240.56 | 155.6 | 240.56 | 297.76 | 281.6 | 240.56 | 201.68 | 167.12 | 126.8 | 76.24 | 25.36 | 0 | 0 | 0 | 0 | 0 | 0 | 0 | 5048.72
2021-09-08 | 0 | 0 | 0 | 0 | 0 | 0 | 0 | 0 | 0 | 0 | 0 | 0 | 0 | 0 | 0 | 0 | 0 | 91.92 | 213.2 | 330.08 | 362.4 | 330.08 | 267.92 | 226.88 | 1822.48
2021-09-09 | 201.68 | 213.2 | 330.08 | 444.64 | 497.44 | 536.32 | 518.24 | 454.4 | 497.44 | 475.52 | 454.4 | 444.64 | 380.8 | 362.4 | 330.08 | 313.92 | 313.92 | 297.76 | 313.92 | 330.08 | 313.92 | 267.92 | 213.2 | 167.12 | 8673.04
2021-09-10 | 126.8 | 68.4 | 30.48 | 0 | 0 | 0 | 0 | 0 | 0 | 0 | 0 | 0 | 0 | 0 | 0 | 0 | 0 | 0 | 0 | 0 | 0 | 0 | 0 | 0 | 225.68
2021-09-11 | 15.12 | 20.24 | 30.48 | 42.16 | 61.84 | 117.2 | 178.64 | 213.2 | 401.92 | 581.92 | 728.96 | 876.48 | 926.4 | 966.4 | 966.4 | 939.28 | 876.48 | 708.48 | 581.92 | 560 | 581.92 | 602.72 | 620.8 | 536.32 | 12135.28
2021-09-12 | 475.52 | 401.92 | 313.92 | 297.76 | 297.76 | 297.76 | 313.92 | 297.76 | 297.76 | 240.56 | 146 | 76.24 | 48.72 | 35.6 | 20.24 | 10 | 0 | 0 | 0 | 0 | 0 | 0 | 0 | 0 | 3571.44
2021-09-13 | 20.24 | 42.16 | 61.84 | 76.24 | 99.76 | 117.2 | 136.4 | 117.2 | 146 | 155.6 | 136.4 | 107.6 | 84.08 | 61.84 | 42.16 | 30.48 | 25.36 | 48.72 | 99.76 | 167.12 | 226.88 | 240.56 | 254.24 | 267.92 | 2765.76
2021-09-14 | 254.24 | 240.56 | 213.2 | 167.12 | 117.2 | 68.4 | 48.72 | 25.36 | 0 | 0 | 0 | 0 | 0 | 0 | 0 | 0 | 0 | 0 | 0 | 0 | 0 | 0 | 0 | 0 | 1134.8
2021-09-15 | 0 | 0 | 0 | 0 | 0 | 0 | 0 | 0 | 0 | 0 | 0 | 0 | 0 | 0 | 0 | 0 | 0 | 0 | 0 | 0 | 0 | 0 | 0 | 48.72 | 48.72
2021-09-16 | 136.4 | 240.56 | 313.92 | 330.08 | 346.24 | 313.92 | 254.24 | 146 | 107.6 | 68.4 | 25.36 | 0 | 0 | 15.12 | 35.6 | 61.84 | 107.6 | 226.88 | 401.92 | 497.44 | 518.24 | 560 | 602.72 | 633.28 | 5943.36
2021-09-17 | 633.28 | 669.6 | 708.48 | 669.6 | 690.4 | 708.48 | 720.96 | 728.96 | 708.48 | 791.68 | 817.04 | 812.16 | 812.16 | 728.96 | 536.32 | 362.4 | 254.24 | 146 | 117.2 | 126.8 | 136.4 | 117.2 | 76.24 | 55.28 | 12128.32
2021-09-18 | 42.16 | 30.48 | 20.24 | 35.6 | 55.28 | 84.08 | 99.76 | 84.08 | 61.84 | 55.28 | 48.72 | 42.16 | 30.48 | 30.48 | 30.48 | 20.24 | 10 | 20.24 | 55.28 | 91.92 | 126.8 | 155.6 | 146 | 117.2 | 1494.4
2021-09-19 | 126.8 | 99.76 | 61.84 | 35.6 | 20.24 | 25.36 | 61.84 | 99.76 | 84.08 | 107.6 | 155.6 | 201.68 | 226.88 | 267.92 | 313.92 | 281.6 | 190.16 | 117.2 | 76.24 | 35.6 | 35.6 | 55.28 | 91.92 | 136.4 | 2908.88
2021-09-20 | 155.6 | 167.12 | 178.64 | 226.88 | 313.92 | 380.8 | 497.44 | 536.32 | 690.4 | 812.16 | 884.48 | 966.4 | 993.76 | 1005.6 | 994.88 | 974.24 | 966.4 | 966.4 | 966.4 | 942.24 | 939.28 | 942.24 | 966.4 | 942.24 | 17410.24
2021-09-21 | 876.48 | 876.48 | 817.04 | 804.16 | 720.96 | 581.92 | 669.6 | 804.16 | 889.36 | 995.04 | 1006.88 | 1011.36 | 1012 | 1012 | 1012 | 1012 | 1012 | 1012 | 1012 | 1012 | 1012 | 1012 | 1012 | 1012 | 22197.44
2021-09-22 | 1012 | 1012 | 1012 | 1012 | 1012 | 1012 | 1012 | 1005.6 | 971.28 | 975.52 | 974.24 | 892.32 | 889.36 | 817.04 | 876.48 | 876.48 | 804.16 | 812.16 | 884.48 | 934.4 | 975.52 | 1011.36 | 1012 | 1012 | 22808.4
2021-09-23 | 1012 | 1012 | 1012 | 1012 | 1012 | 1012 | 1012 | 1012 | 1012 | 1011.36 | 942.24 | 720.96 | 536.32 | 444.64 | 401.92 | 330.08 | 178.64 | 91.92 | 190.16 | 518.24 | 804.16 | 975.52 | 1012 | 1012 | 18278.16
2021-09-24 | 1012 | 1012 | 1012 | 1012 | 1012 | 1012 | 1012 | 1012 | 1012 | 1012 | 1012 | 1012 | 1012 | 1012 | 1012 | 1012 | 1011.2 | 974.24 | 884.48 | 804.16 | 690.4 | 669.6 | 669.6 | 497.44 | 22393.12
2021-09-25 | 380.8 | 401.92 | 362.4 | 346.24 | 330.08 | 380.8 | 401.92 | 401.92 | 423.84 | 444.64 | 560 | 720.96 | 728.96 | 708.48 | 581.92 | 444.64 | 346.24 | 313.92 | 330.08 | 346.24 | 423.84 | 518.24 | 633.28 | 804.16 | 11335.52
2021-09-26 | 804.16 | 791.68 | 708.48 | 791.68 | 812.16 | 812.16 | 804.16 | 804.16 | 791.68 | 884.48 | 975.52 | 995.04 | 1005.6 | 994.88 | 942.24 | 884.48 | 728.96 | 690.4 | 620.8 | 380.8 | 146 | 35.6 | 10 | 84.08 | 16499.2
2021-09-27 | 297.76 | 401.92 | 401.92 | 267.92 | 117.2 | 48.72 | 10 | 0 | 15.12 | 126.8 | 330.08 | 423.84 | 475.52 | 560 | 804.16 | 939.28 | 994.88 | 1006.72 | 990.8 | 939.28 | 884.48 | 817.04 | 812.16 | 804.16 | 12469.76
2021-09-28 | 804.16 | 812.16 | 876.48 | 884.48 | 876.48 | 876.48 | 817.04 | 817.04 | 817.04 | 892.32 | 892.32 | 884.48 | 876.48 | 812.16 | 708.48 | 497.44 | 346.24 | 267.92 | 136.4 | 107.6 | 136.4 | 155.6 | 146 | 146 | 14587.2
2021-09-29 | 155.6 | 155.6 | 155.6 | 267.92 | 475.52 | 633.28 | 728.96 | 728.96 | 690.4 | 812.16 | 804.16 | 728.96 | 728.96 | 720.96 | 708.48 | 620.8 | 423.84 | 346.24 | 401.92 | 380.8 | 267.92 | 155.6 | 117.2 | 117.2 | 11327.04
2021-09-30 | 155.6 | 254.24 | 401.92 | 620.8 | 884.48 | 994.88 | 1011.36 | 1012 | 1006.88 | 939.28 | 728.96 | 633.28 | 620.8 | 690.4 | 804.16 | 817.04 | 884.48 | 876.48 | 804.16 | 620.8 | 444.64 | 313.92 | 178.64 | 76.24 | 15775.44 | 260502.4
2021-10-01 | 0 | 0 | 48.72 | 178.64 | 423.84 | 633.28 | 620.8 | 602.72 | 1006.88 | 1012 | 1012 | 1012 | 1012 | 1012 | 1012 | 1012 | 1012 | 1012 | 1012 | 1012 | 1012 | 1012 | 1012 | 1011.2 | 18694.08
2021-10-02 | 1006.88 | 990.8 | 934.4 | 926.4 | 934.4 | 934.4 | 939.28 | 926.4 | 884.48 | 926.4 | 812.16 | 728.96 | 934.4 | 1011.2 | 1012 | 1012 | 1012 | 990.8 | 812.16 | 518.24 | 254.24 | 91.92 | 20.24 | 91.92 | 18706.08
2021-10-03 | 401.92 | 728.96 | 892.32 | 942.24 | 942.24 | 966.4 | 966.4 | 934.4 | 892.32 | 974.24 | 1006.88 | 1012 | 1012 | 1012 | 1012 | 1012 | 1012 | 1012 | 1012 | 1012 | 1012 | 1012 | 1011.36 | 1006.88 | 22798.56
2021-10-04 | 1005.6 | 994.88 | 975.52 | 892.32 | 812.16 | 804.16 | 720.96 | 620.8 | 497.44 | 475.52 | 454.4 | 401.92 | 330.08 | 254.24 | 201.68 | 126.8 | 61.84 | 42.16 | 30.48 | 25.36 | 25.36 | 35.6 | 42.16 | 35.6 | 9867.04
2021-10-05 | 35.6 | 35.6 | 61.84 | 117.2 | 155.6 | 213.2 | 346.24 | 423.84 | 454.4 | 581.92 | 720.96 | 804.16 | 884.48 | 939.28 | 974.24 | 974.24 | 942.24 | 934.4 | 939.28 | 926.4 | 876.48 | 812.16 | 791.68 | 804.16 | 14749.6
2021-10-06 | 791.68 | 728.96 | 690.4 | 602.72 | 475.52 | 362.4 | 240.56 | 136.4 | 68.4 | 10 | 0 | 0 | 0 | 0 | 15.12 | 68.4 | 178.64 | 423.84 | 633.28 | 791.68 | 926.4 | 975.36 | 990.8 | 966.4 | 10076.96
2021-10-07 | 926.4 | 889.36 | 817.04 | 812.16 | 884.48 | 892.32 | 974.24 | 971.28 | 817.04 | 804.16 | 728.96 | 812.16 | 876.48 | 876.48 | 812.16 | 728.96 | 728.96 | 669.6 | 708.48 | 728.96 | 708.48 | 633.28 | 581.92 | 475.52 | 18858.88
2021-10-08 | 281.6 | 136.4 | 84.08 | 61.84 | 10 | 0 | 0 | 0 | 48.72 | 55.28 | 48.72 | 68.4 | 117.2 | 178.64 | 240.56 | 281.6 | 267.92 | 240.56 | 267.92 | 297.76 | 362.4 | 475.52 | 518.24 | 536.32 | 4579.68
2021-10-09 | 560 | 602.72 | 602.72 | 602.72 | 602.72 | 581.92 | 690.4 | 884.48 | 892.32 | 804.16 | 690.4 | 633.28 | 454.4 | 346.24 | 313.92 | 281.6 | 267.92 | 297.76 | 423.84 | 518.24 | 560 | 560 | 581.92 | 620.8 | 13374.48
2021-10-10 | 633.28 | 669.6 | 690.4 | 708.48 | 720.96 | 812.16 | 889.36 | 974.24 | 1006.72 | 1011.36 | 1012 | 1012 | 1012 | 1012 | 1012 | 1012 | 1012 | 1012 | 1012 | 1012 | 1006.88 | 974.24 | 926.4 | 884.48 | 22028.56
2021-10-11 | 812.16 | 728.96 | 728.96 | 728.96 | 708.48 | 708.48 | 708.48 | 690.4 | 633.28 | 720.96 | 804.16 | 817.04 | 804.16 | 708.48 | 690.4 | 633.28 | 497.44 | 423.84 | 380.8 | 226.88 | 91.92 | 10 | 0 | 0 | 13257.52
2021-10-12 | 68.4 | 167.12 | 240.56 | 201.68 | 117.2 | 55.28 | 10 | 0 | 0 | 0 | 0 | 0 | 0 | 0 | 0 | 0 | 0 | 0 | 10 | 42.16 | 91.92 | 190.16 | 330.08 | 497.44 | 2022
2021-10-13 | 708.48 | 934.4 | 975.36 | 975.36 | 974.24 | 971.28 | 975.36 | 975.36 | 966.4 | 939.28 | 971.28 | 975.52 | 993.76 | 975.52 | 974.24 | 939.28 | 975.36 | 990.8 | 990.8 | 1005.6 | 1006.88 | 1006.88 | 995.04 | 1006.72 | 23203.2
2021-10-14 | 1006.88 | 1011.2 | 1011.36 | 1011.36 | 1012 | 1012 | 1012 | 1012 | 1012 | 1012 | 1012 | 1012 | 1012 | 1012 | 1012 | 1012 | 1012 | 1011.36 | 1006.88 | 1006.88 | 1006.88 | 1006.88 | 995.04 | 966.4 | 24197.12
2021-10-15 | 876.48 | 804.16 | 720.96 | 669.6 | 633.28 | 633.28 | 620.8 | 620.8 | 560 | 497.44 | 518.24 | 620.8 | 690.4 | 728.96 | 728.96 | 728.96 | 708.48 | 690.4 | 669.6 | 633.28 | 620.8 | 602.72 | 581.92 | 560 | 15720.32
2021-10-16 | 536.32 | 518.24 | 518.24 | 475.52 | 423.84 | 380.8 | 380.8 | 380.8 | 330.08 | 281.6 | 281.6 | 226.88 | 155.6 | 91.92 | 25.36 | 0 | 0 | 0 | 0 | 0 | 0 | 20.24 | 55.28 | 126.8 | 5209.92
2021-10-17 | 201.68 | 240.56 | 281.6 | 362.4 | 454.4 | 620.8 | 791.68 | 889.36 | 892.32 | 884.48 | 804.16 | 791.68 | 812.16 | 804.16 | 791.68 | 791.68 | 804.16 | 812.16 | 812.16 | 884.48 | 884.48 | 889.36 | 884.48 | 876.48 | 17262.56
2021-10-18 | 817.04 | 817.04 | 804.16 | 728.96 | 720.96 | 720.96 | 690.4 | 536.32 | 401.92 | 362.4 | 444.64 | 669.6 | 926.4 | 926.4 | 971.28 | 975.52 | 994.88 | 990.8 | 817.04 | 817.04 | 804.16 | 720.96 | 669.6 | 708.48 | 18036.96
2021-10-19 | 720.96 | 690.4 | 633.28 | 669.6 | 728.96 | 690.4 | 633.28 | 620.8 | 423.84 | 281.6 | 167.12 | 107.6 | 155.6 | 155.6 | 61.84 | 76.24 | 267.92 | 728.96 | 1006.88 | 1012 | 1006.88 | 990.8 | 939.28 | 939.28 | 13709.12
2021-10-20 | 1006.72 | 1012 | 1012 | 1012 | 1012 | 1012 | 1012 | 1012 | 1012 | 1012 | 1012 | 1006.88 | 934.4 | 974.24 | 975.52 | 995.04 | 995.04 | 1005.6 | 1005.6 | 993.76 | 974.24 | 975.52 | 1011.36 | 1012 | 23985.92
2021-10-21 | 1012 | 1012 | 1012 | 1012 | 1012 | 1012 | 1012 | 1011.36 | 1006.88 | 975.52 | 995.04 | 1006.88 | 1012 | 1012 | 1012 | 1012 | 1012 | 1012 | 1012 | 1012 | 1012 | 1012 | 1012 | 1012 | 24223.68
2021-10-22 | 1012 | 1012 | 1012 | 1012 | 1012 | 1006.72 | 990.8 | 942.24 | 812.16 | 620.8 | 620.8 | 560 | 475.52 | 401.92 | 281.6 | 178.64 | 126.8 | 91.92 | 55.28 | 35.6 | 25.36 | 42.16 | 117.2 | 226.88 | 12672.4
2021-10-23 | 330.08 | 380.8 | 423.84 | 497.44 | 602.72 | 708.48 | 791.68 | 804.16 | 892.32 | 971.28 | 995.04 | 993.76 | 994.88 | 1005.6 | 1006.72 | 1006.88 | 1011.2 | 1011.2 | 1011.36 | 1011.36 | 1011.36 | 1012 | 1012 | 1012 | 20498.16
2021-10-24 | 1011.36 | 1006.88 | 1005.6 | 1006.88 | 993.76 | 889.36 | 791.68 | 728.96 | 720.96 | 633.28 | 633.28 | 804.16 | 817.04 | 812.16 | 804.16 | 804.16 | 817.04 | 889.36 | 892.32 | 892.32 | 876.48 | 812.16 | 720.96 | 602.72 | 19967.04
2021-10-25 | 536.32 | 720.96 | 812.16 | 884.48 | 934.4 | 934.4 | 966.4 | 975.36 | 994.88 | 1006.72 | 1011.36 | 1011.36 | 1011.36 | 1012 | 1011.36 | 1006.88 | 993.76 | 966.4 | 812.16 | 720.96 | 720.96 | 720.96 | 708.48 | 690.4 | 21164.48
2021-10-26 | 669.6 | 620.8 | 536.32 | 497.44 | 454.4 | 444.64 | 497.44 | 581.92 | 720.96 | 966.4 | 990.8 | 994.88 | 1006.88 | 1011.36 | 1011.36 | 1012 | 1012 | 1011.36 | 1006.72 | 971.28 | 971.28 | 971.28 | 934.4 | 812.16 | 19707.68
2021-10-27 | 620.8 | 423.84 | 380.8 | 423.84 | 560 | 708.48 | 804.16 | 817.04 | 812.16 | 728.96 | 728.96 | 669.6 | 633.28 | 581.92 | 518.24 | 560 | 401.92 | 281.6 | 254.24 | 297.76 | 313.92 | 281.6 | 297.76 | 267.92 | 12368.8
2021-10-28 | 240.56 | 254.24 | 297.76 | 362.4 | 313.92 | 362.4 | 401.92 | 401.92 | 362.4 | 297.76 | 226.88 | 126.8 | 61.84 | 61.84 | 68.4 | 84.08 | 107.6 | 146 | 167.12 | 136.4 | 107.6 | 68.4 | 55.28 | 30.48 | 4744
2021-10-29 | 0 | 0 | 0 | 0 | 0 | 0 | 0 | 0 | 0 | 15.12 | 25.36 | 48.72 | 76.24 | 178.64 | 401.92 | 633.28 | 804.16 | 804.16 | 669.6 | 560 | 669.6 | 791.68 | 728.96 | 690.4 | 7097.84
2021-10-30 | 518.24 | 346.24 | 401.92 | 444.64 | 602.72 | 876.48 | 1005.6 | 1012 | 1012 | 1006.72 | 804.16 | 536.32 | 346.24 | 226.88 | 201.68 | 267.92 | 454.4 | 633.28 | 728.96 | 804.16 | 876.48 | 876.48 | 817.04 | 812.16 | 15612.72
2021-10-31 | 804.16 | 690.4 | 497.44 | 313.92 | 146 | 55.28 | 42.16 | 136.4 | 346.24 | 518.24 | 708.48 | 974.24 | 1012 | 1012 | 1012 | 1012 | 1012 | 1012 | 1012 | 942.24 | 380.8 | 25.36 | 0 | 0 | 13665.36 | 482060.72
2021-11-01 | 0 | 0 | 0 | 0 | 0 | 48.72 | 178.64 | 380.8 | 669.6 | 812.16 | 934.4 | 994.88 | 1011.36 | 1012 | 1012 | 1012 | 1012 | 1012 | 1011.36 | 1011.36 | 1006.88 | 993.76 | 971.28 | 966.4 | 16051.6
2021-11-02 | 889.36 | 804.16 | 690.4 | 633.28 | 602.72 | 581.92 | 560 | 581.92 | 536.32 | 444.64 | 380.8 | 380.8 | 380.8 | 362.4 | 362.4 | 423.84 | 475.52 | 497.44 | 536.32 | 581.92 | 560 | 560 | 602.72 | 633.28 | 13062.96
2021-11-03 | 690.4 | 728.96 | 791.68 | 817.04 | 889.36 | 966.4 | 974.24 | 971.28 | 966.4 | 966.4 | 993.76 | 995.04 | 1006.88 | 1006.88 | 1006.88 | 1006.88 | 1006.88 | 1006.88 | 995.04 | 990.8 | 971.28 | 974.24 | 990.8 | 975.52 | 22689.92
2021-11-04 | 971.28 | 966.4 | 974.24 | 974.24 | 971.28 | 942.24 | 934.4 | 926.4 | 876.48 | 804.16 | 728.96 | 812.16 | 804.16 | 791.68 | 690.4 | 669.6 | 720.96 | 708.48 | 804.16 | 889.36 | 926.4 | 934.4 | 934.4 | 876.48 | 20632.72
2021-11-05 | 804.16 | 817.04 | 884.48 | 876.48 | 728.96 | 720.96 | 708.48 | 690.4 | 690.4 | 633.28 | 720.96 | 812.16 | 892.32 | 942.24 | 966.4 | 939.28 | 892.32 | 876.48 | 812.16 | 728.96 | 720.96 | 728.96 | 720.96 | 728.96 | 19037.76
2021-11-06 | 720.96 | 669.6 | 633.28 | 669.6 | 708.48 | 804.16 | 966.4 | 1006.88 | 1012 | 1012 | 1012 | 1012 | 1012 | 1012 | 1012 | 0 | 0 | 1012 | 1012 | 1012 | 1012 | 1012 | 0 | 0 | 18323.36
2021-11-07 | 0 | 0 | 0 | 0 | 0 | 0 | 0 | 0 | 1012 | 1012 | 1012 | 1012 | 1012 | 1012 | 1012 | 1012 | 1012 | 1012 | 1006.88 | 942.24 | 804.16 | 690.4 | 620.8 | 602.72 | 14787.2
2021-11-08 | 475.52 | 226.88 | 55.28 | 0 | 20.24 | 178.64 | 401.92 | 560 | 690.4 | 690.4 | 669.6 | 708.48 | 812.16 | 966.4 | 975.52 | 995.04 | 1006.88 | 1011.36 | 1006.88 | 975.52 | 889.36 | 889.36 | 926.4 | 1006.72 | 16138.96
2021-11-09 | 1006.88 | 1006.88 | 1006.88 | 995.04 | 942.24 | 884.48 | 812.16 | 876.48 | 926.4 | 990.8 | 1005.6 | 995.04 | 995.04 | 995.04 | 975.52 | 939.28 | 889.36 | 876.48 | 876.48 | 884.48 | 817.04 | 884.48 | 966.4 | 990.8 | 22539.28
2021-11-10 | 974.24 | 942.24 | 939.28 | 942.24 | 926.4 | 876.48 | 876.48 | 817.04 | 804.16 | 720.96 | 633.28 | 708.48 | 791.68 | 804.16 | 892.32 | 971.28 | 994.88 | 1006.88 | 1011.36 | 1012 | 1012 | 1012 | 1012 | 1012 | 21693.84
2021-11-11 | 1012 | 1012 | 1011.36 | 974.24 | 728.96 | 536.32 | 346.24 | 213.2 | 107.6 | 30.48 | 0 | 0 | 15.12 | 178.64 | 454.4 | 690.4 | 817.04 | 926.4 | 971.28 | 994.88 | 1012 | 1012 | 1012 | 1012 | 15068.56
2021-11-12 | 1011.36 | 1011.36 | 994.88 | 889.36 | 728.96 | 690.4 | 602.72 | 536.32 | 475.52 | 423.84 | 330.08 | 213.2 | 178.64 | 178.64 | 178.64 | 107.6 | 25.36 | 42.16 | 107.6 | 226.88 | 297.76 | 362.4 | 380.8 | 401.92 | 10396.4
2021-11-13 | 454.4 | 423.84 | 401.92 | 380.8 | 380.8 | 380.8 | 313.92 | 240.56 | 178.64 | 136.4 | 84.08 | 30.48 | 0 | 0 | 0 | 0 | 0 | 0 | 0 | 61.84 | 146 | 297.76 | 454.4 | 581.92 | 4948.56
2021-11-14 | 633.28 | 669.6 | 690.4 | 633.28 | 633.28 | 690.4 | 720.96 | 728.96 | 728.96 | 728.96 | 876.48 | 728.96 | 560 | 602.72 | 690.4 | 804.16 | 804.16 | 791.68 | 581.92 | 518.24 | 423.84 | 362.4 | 313.92 | 254.24 | 15171.2
2021-11-15 | 281.6 | 362.4 | 380.8 | 330.08 | 297.76 | 362.4 | 346.24 | 281.6 | 254.24 | 240.56 | 178.64 | 146 | 167.12 | 267.92 | 346.24 | 444.64 | 560 | 602.72 | 633.28 | 690.4 | 708.48 | 690.4 | 690.4 | 804.16 | 10068.08
2021-11-16 | 876.48 | 892.32 | 939.28 | 971.28 | 993.76 | 1011.36 | 1012 | 1012 | 1012 | 1012 | 1012 | 1012 | 1012 | 1012 | 1012 | 1011.36 | 1011.36 | 1005.6 | 966.4 | 990.8 | 1006.88 | 1006.88 | 1006.88 | 1006.88 | 23805.52
2021-11-17 | 1006.88 | 1006.88 | 1006.88 | 1006.88 | 1006.72 | 1006.72 | 1006.88 | 994.88 | 990.8 | 994.88 | 994.88 | 1005.6 | 1011.2 | 1011.36 | 1011.36 | 994.88 | 966.4 | 791.68 | 620.8 | 602.72 | 669.6 | 669.6 | 804.16 | 1006.88 | 22189.52
2021-11-18 | 1012 | 1012 | 1012 | 1012 | 1012 | 1012 | 1012 | 1012 | 1012 | 1012 | 1012 | 1012 | 1012 | 1012 | 1012 | 1012 | 1012 | 1012 | 1012 | 1012 | 1012 | 1012 | 1012 | 1012 | 24288
2021-11-19 | 1012 | 1012 | 1012 | 1012 | 1012 | 1012 | 1012 | 1012 | 995.04 | 939.28 | 966.4 | 975.36 | 1006.88 | 1011.36 | 1012 | 1012 | 1012 | 1012 | 1012 | 1012 | 1012 | 1012 | 1012 | 1012 | 24110.32
2021-11-20 | 1012 | 1011.36 | 1011.36 | 1011.36 | 1012 | 1011.36 | 966.4 | 812.16 | 791.68 | 728.96 | 812.16 | 975.52 | 1011.36 | 1012 | 1012 | 1012 | 1012 | 1012 | 1012 | 1012 | 1012 | 1012 | 1012 | 1012 | 23299.68
2021-11-21 | 1012 | 1012 | 1012 | 1011.36 | 1011.36 | 1006.88 | 1006.88 | 995.04 | 994.88 | 993.76 | 995.04 | 975.52 | 966.4 | 884.48 | 812.16 | 728.96 | 708.48 | 669.6 | 633.28 | 620.8 | 602.72 | 602.72 | 560 | 620.8 | 20437.12
2021-11-22 | 791.68 | 817.04 | 884.48 | 934.4 | 966.4 | 971.28 | 975.36 | 975.36 | 974.24 | 971.28 | 939.28 | 974.24 | 975.36 | 974.24 | 974.24 | 975.36 | 975.52 | 974.24 | 966.4 | 934.4 | 939.28 | 892.32 | 876.48 | 876.48 | 22509.36
2021-11-23 | 876.48 | 876.48 | 884.48 | 934.4 | 934.4 | 892.32 | 934.4 | 942.24 | 884.48 | 942.24 | 966.4 | 939.28 | 974.24 | 975.52 | 994.88 | 995.04 | 1005.6 | 1006.72 | 1005.6 | 995.04 | 993.76 | 995.04 | 1006.88 | 1011.36 | 22967.28
2021-11-24 | 1011.36 | 1012 | 995.04 | 993.76 | 993.76 | 926.4 | 804.16 | 804.16 | 817.04 | 876.48 | 884.48 | 889.36 | 934.4 | 971.28 | 990.8 | 1006.88 | 1011.36 | 1012 | 1012 | 1012 | 1012 | 1012 | 1012 | 1012 | 23006.72
2021-11-25 | 1012 | 1012 | 1012 | 1012 | 1012 | 1012 | 1005.6 | 975.36 | 934.4 | 817.04 | 728.96 | 791.68 | 876.48 | 876.48 | 876.48 | 817.04 | 812.16 | 934.4 | 995.04 | 1011.2 | 1011.2 | 1005.6 | 1005.6 | 1011.36 | 22558.08
2021-11-26 | 1012 | 1012 | 1012 | 1012 | 1012 | 1012 | 1012 | 1012 | 1012 | 1012 | 1012 | 1012 | 0 | 0 | 0 | 0 | 0 | 0 | 0 | 0 | 0 | 0 | 1012 | 1012 | 14168
2021-11-27 | 1012 | 1012 | 1012 | 1012 | 1012 | 1012 | 1012 | 1012 | 1012 | 1012 | 1012 | 1012 | 1011.36 | 1006.88 | 995.04 | 990.8 | 975.52 | 942.24 | 892.32 | 876.48 | 804.16 | 720.96 | 620.8 | 497.44 | 22478
2021-11-28 | 380.8 | 267.92 | 190.16 | 167.12 | 178.64 | 190.16 | 213.2 | 297.76 | 454.4 | 560 | 620.8 | 669.6 | 633.28 | 581.92 | 602.72 | 581.92 | 518.24 | 401.92 | 267.92 | 155.6 | 68.4 | 15.12 | 0 | 15.12 | 8032.72
2021-11-29 | 48.72 | 76.24 | 107.6 | 146 | 201.68 | 297.76 | 444.64 | 633.28 | 876.48 | 975.52 | 1006.88 | 1012 | 1012 | 1012 | 1012 | 1012 | 1012 | 1012 | 1012 | 1011.2 | 993.76 | 939.28 | 812.16 | 791.68 | 17458.88
2021-11-30 | 720.96 | 669.6 | 690.4 | 581.92 | 454.4 | 297.76 | 107.6 | 20.24 | 0 | 0 | 0 | 0 | 0 | 0 | 0 | 0 | 0 | 0 | 0 | 20.24 | 35.6 | 84.08 | 201.68 | 380.8 | 4265.28 | 536184.88
2021-12-01 | 560 | 690.4 | 817.04 | 939.28 | 975.36 | 993.76 | 995.04 | 1006.88 | 1005.6 | 1005.6 | 1006.88 | 1011.2 | 1011.36 | 1011.36 | 1012 | 1012 | 1012 | 1012 | 1012 | 1012 | 1012 | 1012 | 1012 | 1012 | 23149.76
2021-12-02 | 1012 | 1012 | 1012 | 1012 | 1012 | 1012 | 1006.88 | 993.76 | 942.24 | 804.16 | 518.24 | 297.76 | 226.88 | 201.68 | 226.88 | 240.56 | 240.56 | 267.92 | 254.24 | 346.24 | 475.52 | 669.6 | 812.16 | 971.28 | 15568.56
2021-12-03 | 942.24 | 971.28 | 995.04 | 1011.36 | 1011.36 | 1006.72 | 995.04 | 1006.88 | 1006.88 | 1011.36 | 1011.36 | 1011.36 | 995.04 | 942.24 | 876.48 | 690.4 | 497.44 | 401.92 | 346.24 | 190.16 | 136.4 | 201.68 | 240.56 | 190.16 | 17689.6
2021-12-04 | 107.6 | 99.76 | 84.08 | 42.16 | 30.48 | 55.28 | 117.2 | 240.56 | 401.92 | 728.96 | 990.8 | 1012 | 1012 | 1012 | 1012 | 1012 | 1012 | 1012 | 1012 | 1012 | 1012 | 1012 | 1012 | 1012 | 16054.8
2021-12-05 | 1012 | 1012 | 1012 | 1012 | 1012 | 1012 | 1011.36 | 995.04 | 974.24 | 926.4 | 804.16 | 620.8 | 444.64 | 313.92 | 254.24 | 167.12 | 76.24 | 0 | 0 | 0 | 20.24 | 126.8 | 297.76 | 536.32 | 13641.28
2021-12-06 | 728.96 | 876.48 | 966.4 | 990.8 | 1006.88 | 1012 | 1012 | 1012 | 1012 | 1012 | 1006.72 | 971.28 | 876.48 | 876.48 | 817.04 | 817.04 | 876.48 | 889.36 | 942.24 | 971.28 | 994.88 | 1006.72 | 995.04 | 990.8 | 22661.36
2021-12-07 | 975.36 | 966.4 | 892.32 | 804.16 | 581.92 | 362.4 | 146 | 20.24 | 35.6 | 201.68 | 423.84 | 690.4 | 884.48 | 975.52 | 1011.36 | 1012 | 1012 | 1012 | 1012 | 1012 | 1012 | 1012 | 1012 | 1012 | 18079.68
2021-12-08 | 1012 | 1012 | 1012 | 1011.36 | 993.76 | 939.28 | 974.24 | 995.04 | 995.04 | 995.04 | 975.52 | 942.24 | 884.48 | 804.16 | 708.48 | 602.72 | 454.4 | 313.92 | 226.88 | 190.16 | 178.64 | 178.64 | 190.16 | 190.16 | 16780.32
2021-12-09 | 167.12 | 126.8 | 136.4 | 240.56 | 346.24 | 330.08 | 254.24 | 201.68 | 190.16 | 201.68 | 213.2 | 240.56 | 281.6 | 267.92 | 267.92 | 346.24 | 475.52 | 602.72 | 720.96 | 791.68 | 728.96 | 633.28 | 620.8 | 720.96 | 9107.28
2021-12-10 | 804.16 | 804.16 | 812.16 | 812.16 | 812.16 | 876.48 | 892.32 | 812.16 | 728.96 | 728.96 | 669.6 | 620.8 | 581.92 | 560 | 581.92 | 633.28 | 690.4 | 669.6 | 633.28 | 669.6 | 708.48 | 728.96 | 708.48 | 669.6 | 17209.6
2021-12-11 | 602.72 | 602.72 | 518.24 | 454.4 | 346.24 | 330.08 | 444.64 | 560 | 690.4 | 804.16 | 876.48 | 884.48 | 990.8 | 990.8 | 994.88 | 939.28 | 804.16 | 633.28 | 602.72 | 581.92 | 560 | 581.92 | 581.92 | 560 | 15936.24
2021-12-12 | 560 | 620.8 | 620.8 | 581.92 | 560 | 581.92 | 581.92 | 536.32 | 497.44 | 497.44 | 444.64 | 346.24 | 267.92 | 201.68 | 201.68 | 226.88 | 313.92 | 581.92 | 939.28 | 1011.36 | 1006.88 | 1012 | 1012 | 1012 | 14216.96
2021-12-13 | 1012 | 1012 | 1012 | 1012 | 1012 | 1012 | 1012 | 1012 | 1011.36 | 990.8 | 884.48 | 812.16 | 804.16 | 876.48 | 889.36 | 939.28 | 966.4 | 942.24 | 892.32 | 892.32 | 817.04 | 791.68 | 817.04 | 876.48 | 22299.6
2021-12-14 | 804.16 | 876.48 | 942.24 | 993.76 | 1005.6 | 1011.36 | 1012 | 1012 | 1012 | 1012 | 1012 | 1012 | 1012 | 1012 | 1012 | 1012 | 1012 | 1012 | 1012 | 1012 | 1012 | 1012 | 1012 | 1012 | 23849.6
2021-12-15 | 1012 | 1012 | 1012 | 1012 | 1012 | 1012 | 1012 | 1011.36 | 1006.88 | 1006.88 | 1011.36 | 1012 | 1012 | 1011.36 | 1006.88 | 995.04 | 974.24 | 926.4 | 876.48 | 804.16 | 728.96 | 633.28 | 475.52 | 401.92 | 21978.72
2021-12-16 | 313.92 | 226.88 | 155.6 | 126.8 | 136.4 | 240.56 | 423.84 | 581.92 | 728.96 | 812.16 | 804.16 | 791.68 | 791.68 | 804.16 | 791.68 | 804.16 | 791.68 | 728.96 | 720.96 | 720.96 | 728.96 | 720.96 | 669.6 | 581.92 | 14198.56
2021-12-17 | 518.24 | 454.4 | 362.4 | 313.92 | 254.24 | 190.16 | 146 | 117.2 | 91.92 | 76.24 | 55.28 | 42.16 | 30.48 | 25.36 | 10 | 0 | 0 | 0 | 0 | 0 | 0 | 0 | 0 | 15.12 | 2703.12
2021-12-18 | 35.6 | 48.72 | 55.28 | 55.28 | 48.72 | 42.16 | 48.72 | 61.84 | 91.92 | 126.8 | 167.12 | 213.2 | 240.56 | 240.56 | 226.88 | 213.2 | 167.12 | 117.2 | 91.92 | 61.84 | 42.16 | 55.28 | 84.08 | 107.6 | 2643.76
2021-12-19 | 126.8 | 126.8 | 117.2 | 99.76 | 84.08 | 68.4 | 55.28 | 35.6 | 25.36 | 10 | 0 | 0 | 0 | 0 | 20.24 | 35.6 | 48.72 | 61.84 | 76.24 | 91.92 | 99.76 | 91.92 | 76.24 | 61.84 | 1413.6
2021-12-20 | 35.6 | 10 | 0 | 0 | 0 | 0 | 0 | 0 | 0 | 0 | 0 | 0 | 0 | 0 | 0 | 0 | 0 | 0 | 0 | 0 | 0 | 0 | 0 | 0 | 45.6
2021-12-21 | 0 | 0 | 15.12 | 25.36 | 20.24 | 15.12 | 10 | 0 | 0 | 0 | 0 | 0 | 0 | 0 | 0 | 0 | 0 | 0 | 0 | 0 | 0 | 0 | 0 | 0 | 85.84
2021-12-22 | 0 | 0 | 0 | 0 | 0 | 0 | 0 | 0 | 0 | 0 | 0 | 0 | 0 | 0 | 0 | 0 | 0 | 0 | 0 | 0 | 0 | 0 | 0 | 0 | 0
2021-12-23 | 0 | 0 | 48.72 | 91.92 | 155.6 | 240.56 | 330.08 | 380.8 | 475.52 | 581.92 | 690.4 | 728.96 | 791.68 | 812.16 | 884.48 | 892.32 | 942.24 | 966.4 | 876.48 | 728.96 | 669.6 | 633.28 | 690.4 | 728.96 | 13341.44
2021-12-24 | 728.96 | 728.96 | 728.96 | 728.96 | 708.48 | 728.96 | 804.16 | 876.48 | 892.32 | 974.24 | 975.36 | 971.28 | 934.4 | 939.28 | 966.4 | 975.36 | 975.52 | 990.8 | 975.52 | 975.36 | 974.24 | 966.4 | 966.4 | 939.28 | 21426.08
2021-12-25 | 934.4 | 926.4 | 892.32 | 889.36 | 889.36 | 892.32 | 926.4 | 934.4 | 939.28 | 942.24 | 939.28 | 926.4 | 926.4 | 934.4 | 966.4 | 975.52 | 990.8 | 990.8 | 990.8 | 993.76 | 995.04 | 995.04 | 1006.72 | 1006.88 | 22804.72
2021-12-26 | 1006.88 | 1006.88 | 1006.88 | 1006.72 | 995.04 | 995.04 | 1005.6 | 1005.6 | 1006.72 | 1006.72 | 1011.36 | 1011.36 | 1011.36 | 1011.36 | 1011.2 | 1011.2 | 1011.2 | 1006.88 | 1006.72 | 1006.88 | 994.88 | 990.8 | 975.52 | 974.24 | 24077.04
2021-12-27 | 966.4 | 939.28 | 892.32 | 876.48 | 804.16 | 690.4 | 560 | 454.4 | 362.4 | 281.6 | 240.56 | 213.2 | 167.12 | 136.4 | 126.8 | 107.6 | 107.6 | 99.76 | 76.24 | 48.72 | 20.24 | 0 | 0 | 0 | 8171.68
2021-12-28 | 0 | 0 | 0 | 0 | 0 | 0 | 0 | 0 | 0 | 0 | 0 | 0 | 0 | 0 | 0 | 0 | 20.24 | 55.28 | 76.24 | 84.08 | 117.2 | 99.76 | 61.84 | 68.4 | 583.04
2021-12-29 | 68.4 | 35.6 | 61.84 | 68.4 | 91.92 | 213.2 | 380.8 | 454.4 | 581.92 | 720.96 | 884.48 | 975.52 | 993.76 | 892.32 | 791.68 | 581.92 | 720.96 | 1012 | 1012 | 1012 | 1012 | 1012 | 1012 | 1012 | 15602.08
2021-12-30 | 1012 | 1012 | 1012 | 1012 | 1011.36 | 1006.88 | 990.8 | 974.24 | 994.88 | 995.04 | 1006.72 | 1006.72 | 1006.72 | 995.04 | 994.88 | 1005.6 | 1011.36 | 1011.2 | 995.04 | 975.36 | 942.24 | 876.48 | 720.96 | 620.8 | 23190.32
2021-12-31 | 633.28 | 581.92 | 633.28 | 620.8 | 581.92 | 475.52 | 380.8 | 313.92 | 267.92 | 213.2 | 167.12 | 146 | 146 | 76.24 | 42.16 | 25.36 | 42.16 | 42.16 | 99.76 | 126.8 | 126.8 | 167.12 | 213.2 | 281.6 | 6405.04 | 424915.28

## Theoretical H2
DATE AND TIME | 0:00 | 1:00 | 2:00 | 3:00 | 4:00 | 5:00 | 6:00 | 7:00 | 8:00 | 9:00 | 10:00 | 11:00 | 12:00 | 13:00 | 14:00 | 15:00 | 16:00 | 17:00 | 18:00 | 19:00 | 20:00 | 21:00 | 22:00 | 23:00 | Total
2021-01-01 | 18.7502 | 18.7713 | 18.7713 | 18.406 | 18.234 | 17.7223 | 17.4792 | 16.8362 | 16.5374 | 16.5374 | 15.1728 | 13.754 | 13.754 | 13.603 | 13.754 | 15.1728 | 14.9374 | 13.754 | 13.3675 | 11.9487 | 11.3721 | 10.566 | 11.7132 | 11.9487 | 362.8634
2021-01-02 | 13.3675 | 13.754 | 13.754 | 13.754 | 13.603 | 13.3675 | 13.3675 | 13.0264 | 11.7132 | 10.9796 | 10.1192 | 10.566 | 11.7132 | 12.634 | 13.0264 | 13.603 | 13.754 | 13.754 | 13.754 | 14.9374 | 14.9374 | 15.3238 | 16.5374 | 16.6883 | 322.0347 | Total kg | 82804.3517
2021-01-03 | 16.7804 | 16.8362 | 16.8362 | 17.4792 | 16.6883 | 16.5374 | 15.1728 | 15.1728 | 13.754 | 11.7132 | 8.9721 | 6.2279 | 4.5389 | 3.8053 | 3.3706 | 3.8053 | 4.2808 | 4.2808 | 4.5389 | 4.5389 | 4.2808 | 3.5879 | 2.7547 | 2.0302 | 217.9834
2021-01-04 | 1.1668 | 0.57509 | 0.28528 | 0 | 0 | 0 | 0 | 0.28528 | 0.47849 | 0.47849 | 0.38189 | 0.38189 | 0.57509 | 0.91925 | 1.4385 | 2.2113 | 2.7547 | 3.3706 | 3.5879 | 3.5879 | 3.8053 | 3.5879 | 3.5879 | 3.8053 | 37.2649
2021-01-05 | 4.2808 | 4.797 | 4.797 | 4.5389 | 4.2808 | 3.8053 | 3.5879 | 3.5879 | 3.8053 | 3.8053 | 3.5879 | 3.8053 | 3.8053 | 3.8053 | 3.3706 | 2.5736 | 2.0302 | 1.5864 | 1.1668 | 0.79547 | 0.47849 | 0.18868 | 0 | 0 | 68.48
2021-01-06 | 0.28528 | 0.47849 | 0.6717 | 0.91925 | 0.91925 | 1.043 | 1.2906 | 1.8823 | 2.5736 | 3.5879 | 4.2808 | 4.5389 | 5.3132 | 6.8377 | 8.5736 | 10.566 | 11.7132 | 12.634 | 13.754 | 15.3238 | 16.5374 | 16.5374 | 14.9374 | 13.0264 | 168.2249 | Max daily | 458.2642 | kg
2021-01-07 | 15.1728 | 16.5374 | 16.7804 | 15.4158 | 13.3675 | 10.1192 | 7.997 | 7.1849 | 6.8377 | 7.1849 | 7.5834 | 8.9721 | 11.3721 | 13.754 | 16.5374 | 16.8362 | 16.7804 | 15.3238 | 13.754 | 13.754 | 15.4158 | 17.4792 | 17.7223 | 16.6883 | 318.5706 | Min daily | 0 | kg
2021-01-08 | 15.4158 | 16.6883 | 17.6302 | 16.8362 | 16.7804 | 16.5374 | 15.1728 | 15.1728 | 15.1728 | 14.9374 | 13.603 | 11.3721 | 9.3857 | 8.5736 | 8.5736 | 7.5834 | 4.797 | 2.9358 | 2.5736 | 2.7547 | 3.8053 | 5.6181 | 6.8377 | 8.3894 | 257.1472
2021-01-09 | 10.1192 | 13.0264 | 15.3238 | 18.326 | 18.403 | 18.9977 | 19.0943 | 19.0943 | 19.0943 | 19.0943 | 19.0943 | 19.0943 | 19.0943 | 19.0943 | 19.0943 | 19.0823 | 18.7743 | 18.403 | 18.406 | 18.3819 | 16.6883 | 13.754 | 11.7132 | 10.566 | 411.8143
2021-01-10 | 10.566 | 11.7132 | 13.3675 | 13.754 | 14.9374 | 13.754 | 13.754 | 13.0264 | 11.9487 | 11.7132 | 10.1192 | 8.3894 | 5.923 | 4.0226 | 3.5879 | 4.5389 | 7.5834 | 11.7132 | 15.1728 | 16.6883 | 17.6302 | 18.234 | 18.326 | 18.406 | 288.8694
2021-01-11 | 18.9736 | 19.0943 | 19.0823 | 18.6943 | 15.3238 | 9.7781 | 5.6181 | 4.5389 | 5.923 | 8.3894 | 8.5736 | 8.3894 | 7.1849 | 8.3894 | 10.566 | 13.603 | 15.3238 | 16.6883 | 16.8362 | 17.7223 | 18.403 | 18.406 | 18.6943 | 18.7502 | 322.9464
2021-01-12 | 18.7743 | 18.9977 | 18.9977 | 18.9736 | 18.7502 | 18.326 | 16.8362 | 15.1728 | 13.3675 | 12.634 | 12.634 | 12.634 | 13.0264 | 13.754 | 14.9374 | 15.1728 | 15.1728 | 13.603 | 11.7132 | 9.3857 | 7.5834 | 6.2279 | 5.0551 | 4.5389 | 326.2687
2021-01-13 | 3.8053 | 3.1532 | 2.5736 | 2.2113 | 1.7343 | 1.4385 | 1.1668 | 1.1668 | 1.1668 | 0.79547 | 0 | 0 | 0.28528 | 0.6717 | 1.4385 | 2.3925 | 3.8053 | 5.3132 | 6.8377 | 8.3894 | 10.1192 | 11.7132 | 13.3675 | 13.0264 | 96.5721
2021-01-14 | 11.9487 | 11.9487 | 13.0264 | 13.603 | 13.754 | 13.754 | 14.9374 | 15.1728 | 16.5374 | 16.6883 | 16.7804 | 16.8362 | 17.7223 | 17.6302 | 17.7781 | 17.7781 | 16.7804 | 15.1728 | 13.754 | 13.0264 | 11.3721 | 10.1192 | 8.9721 | 8.5736 | 343.6664
2021-01-15 | 9.3857 | 10.566 | 11.3721 | 12.634 | 12.634 | 10.1192 | 7.997 | 6.5328 | 7.1849 | 6.5328 | 5.0551 | 3.1532 | 2.7547 | 2.3925 | 2.3925 | 3.3706 | 5.923 | 9.7781 | 13.754 | 16.7804 | 18.403 | 18.9736 | 19.0823 | 19.0943 | 235.8657
2021-01-16 | 19.0943 | 19.0943 | 19.0943 | 19.0943 | 19.0943 | 19.0943 | 19.0943 | 19.0943 | 18.326 | 16.5374 | 15.4158 | 16.6883 | 18.7743 | 19.0943 | 19.0943 | 19.0943 | 19.0943 | 19.0943 | 19.0943 | 19.0943 | 19.0943 | 19.0943 | 19.0943 | 19.0943 | 448.5343
2021-01-17 | 19.0943 | 19.0943 | 19.0943 | 19.0943 | 19.0943 | 19.0943 | 19.0943 | 19.0823 | 18.7743 | 17.6302 | 16.6883 | 16.5374 | 15.1728 | 15.1728 | 13.754 | 15.3238 | 17.4792 | 18.406 | 18.7743 | 18.6943 | 18.406 | 18.7713 | 18.9736 | 18.9947 | 430.2958
2021-01-18 | 18.9977 | 19.0823 | 19.0823 | 19.0792 | 18.7743 | 18.9977 | 18.7743 | 18.403 | 18.326 | 18.326 | 18.326 | 18.403 | 18.3819 | 18.403 | 18.406 | 18.403 | 18.326 | 17.7781 | 17.6302 | 17.4792 | 16.6883 | 15.3238 | 13.754 | 13.3675 | 428.5132
2021-01-19 | 12.634 | 10.9796 | 10.1192 | 10.1192 | 10.566 | 10.1192 | 10.1192 | 10.566 | 10.1192 | 9.7781 | 7.997 | 5.923 | 4.5389 | 3.8053 | 2.9358 | 1.8823 | 1.043 | 0.38189 | 0 | 0 | 0 | 0 | 0 | 0 | 133.6272
2021-01-20 | 0 | 0 | 0.57509 | 0.91925 | 1.1668 | 1.4385 | 2.3925 | 3.3706 | 4.2808 | 4.2808 | 3.8053 | 3.1532 | 2.5736 | 2.5736 | 3.1532 | 3.3706 | 3.3706 | 2.7547 | 2.7547 | 5.3132 | 10.1192 | 15.1728 | 17.6302 | 18.6943 | 112.8634
2021-01-21 | 18.7713 | 18.9736 | 18.9977 | 19.0823 | 19.0943 | 19.0943 | 19.0943 | 19.0943 | 19.0943 | 19.0943 | 19.0943 | 19.0943 | 19.0943 | 19.0943 | 19.0943 | 19.0943 | 19.0943 | 19.0943 | 19.0943 | 19.0943 | 19.0943 | 19.0943 | 19.0943 | 19.0943 | 457.7117
2021-01-22 | 19.0943 | 19.0943 | 19.0943 | 19.0943 | 19.0943 | 19.0943 | 19.0943 | 19.0943 | 19.0943 | 19.0943 | 19.0792 | 18.9947 | 18.7743 | 18.7713 | 18.403 | 17.6302 | 16.7804 | 16.6883 | 16.6883 | 15.1728 | 13.754 | 12.634 | 10.566 | 10.1192 | 414.9992
2021-01-23 | 9.7781 | 8.9721 | 7.997 | 7.997 | 8.5736 | 9.3857 | 10.1192 | 10.566 | 11.3721 | 11.7132 | 11.3721 | 10.566 | 9.7781 | 8.9721 | 9.3857 | 10.1192 | 10.9796 | 11.3721 | 11.3721 | 10.9796 | 10.566 | 9.7781 | 8.9721 | 8.3894 | 239.0762
2021-01-24 | 7.5834 | 6.8377 | 6.2279 | 5.923 | 5.6181 | 5.3132 | 5.6181 | 6.2279 | 6.2279 | 6.5328 | 6.5328 | 6.8377 | 7.997 | 9.7781 | 12.634 | 15.1728 | 17.6302 | 18.403 | 18.7502 | 18.9736 | 19.0792 | 18.9947 | 18.9977 | 18.7743 | 270.6657
2021-01-25 | 18.9977 | 18.9977 | 19.0792 | 18.9947 | 18.7502 | 17.4792 | 13.754 | 10.9796 | 6.8377 | 3.8053 | 2.2113 | 1.4385 | 1.2906 | 1.5864 | 2.3925 | 3.3706 | 3.8053 | 4.0226 | 3.8053 | 4.2808 | 5.3132 | 5.6181 | 4.5389 | 2.7547 | 194.1042
2021-01-26 | 1.2906 | 0.38189 | 0 | 0 | 0 | 0 | 0 | 0.28528 | 0.91925 | 1.7343 | 2.5736 | 3.3706 | 3.8053 | 4.2808 | 4.797 | 5.3132 | 5.6181 | 6.2279 | 7.1849 | 7.997 | 6.5328 | 4.5389 | 3.3706 | 2.5736 | 72.7955
2021-01-27 | 2.2113 | 1.8823 | 1.8823 | 2.5736 | 4.5389 | 6.8377 | 8.3894 | 9.3857 | 10.566 | 10.1192 | 8.3894 | 7.1849 | 6.5328 | 6.2279 | 5.923 | 5.0551 | 4.5389 | 4.2808 | 3.8053 | 3.1532 | 2.7547 | 2.9358 | 3.8053 | 4.797 | 127.7706
2021-01-28 | 6.2279 | 8.3894 | 9.7781 | 9.7781 | 8.5736 | 8.3894 | 8.3894 | 7.997 | 7.997 | 7.997 | 8.3894 | 8.9721 | 8.9721 | 9.3857 | 10.566 | 11.9487 | 13.754 | 15.3238 | 16.5374 | 17.4792 | 18.234 | 18.403 | 18.403 | 18.3819 | 278.2672
2021-01-29 | 18.326 | 18.234 | 18.234 | 18.234 | 18.7502 | 18.7743 | 18.7502 | 18.7502 | 18.6943 | 18.403 | 18.406 | 17.7781 | 16.7804 | 15.1728 | 13.754 | 13.754 | 13.754 | 13.603 | 13.0264 | 12.634 | 13.0264 | 11.9487 | 11.7132 | 12.634 | 383.1351
2021-01-30 | 10.9796 | 9.7781 | 10.566 | 11.9487 | 13.754 | 15.3238 | 15.4158 | 15.3238 | 13.754 | 12.634 | 10.1192 | 7.5834 | 5.6181 | 4.5389 | 3.8053 | 3.8053 | 4.0226 | 3.8053 | 2.9358 | 1.8823 | 1.1668 | 0.6717 | 0.18868 | 0 | 179.6211
2021-01-31 | 0 | 0 | 0 | 0 | 0 | 0 | 0 | 0 | 0 | 0 | 0 | 0 | 0 | 0 | 0 | 0 | 0 | 0.6717 | 1.1668 | 1.5864 | 1.5864 | 1.7343 | 1.7343 | 1.7343 | 10.2143
2021-02-01 | 2.0302 | 2.5736 | 3.5879 | 5.0551 | 6.5328 | 7.5834 | 8.3894 | 8.5736 | 7.997 | 6.5328 | 5.0551 | 3.8053 | 2.7547 | 2.3925 | 2.0302 | 1.7343 | 1.5864 | 1.8823 | 2.2113 | 2.5736 | 3.5879 | 4.5389 | 5.6181 | 6.5328 | 105.1592
2021-02-02 | 7.1849 | 8.9721 | 10.9796 | 13.3675 | 15.1728 | 16.5374 | 17.4792 | 18.234 | 18.406 | 18.7502 | 18.7713 | 18.7743 | 18.9947 | 18.9947 | 18.9977 | 19.0792 | 19.0823 | 19.0943 | 19.0943 | 19.0943 | 19.0943 | 19.0943 | 19.0943 | 19.0943 | 411.4385
2021-02-03 | 19.0943 | 19.0943 | 19.0943 | 19.0943 | 19.0943 | 19.0943 | 19.0943 | 19.0943 | 19.0943 | 19.0943 | 19.0943 | 19.0943 | 19.0943 | 19.0943 | 19.0943 | 19.0943 | 19.0943 | 19.0943 | 19.0943 | 19.0943 | 19.0943 | 19.0823 | 18.9977 | 18.7743 | 457.8355
2021-02-04 | 18.403 | 18.403 | 18.326 | 18.234 | 18.234 | 18.7502 | 18.7713 | 18.7502 | 18.406 | 18.7502 | 18.7713 | 18.7743 | 18.7743 | 18.9977 | 19.0792 | 19.0823 | 19.0943 | 19.0943 | 19.0943 | 19.0943 | 19.0943 | 19.0943 | 19.0943 | 19.0943 | 451.2619
2021-02-05 | 19.0943 | 19.0943 | 19.0943 | 19.0943 | 19.0943 | 19.0943 | 19.0943 | 19.0943 | 19.0943 | 19.0943 | 19.0943 | 19.0943 | 19.0943 | 19.0943 | 19.0943 | 19.0943 | 19.0943 | 19.0943 | 19.0943 | 19.0943 | 19.0943 | 19.0943 | 19.0943 | 19.0943 | 458.2642
2021-02-06 | 19.0943 | 19.0943 | 19.0823 | 19.0823 | 18.9977 | 18.9977 | 19.0792 | 19.0823 | 19.0823 | 19.0823 | 19.0943 | 19.0943 | 19.0943 | 19.0943 | 19.0943 | 19.0943 | 19.0943 | 19.0943 | 19.0943 | 19.0943 | 19.0943 | 19.0943 | 19.0823 | 18.9977 | 457.8868
2021-02-07 | 18.9736 | 18.7743 | 18.7713 | 18.7502 | 18.406 | 18.6943 | 18.7713 | 18.7743 | 18.7743 | 18.7743 | 18.9736 | 18.9977 | 18.9947 | 18.7713 | 18.403 | 18.3819 | 18.3819 | 18.3819 | 18.326 | 18.326 | 18.3819 | 18.3819 | 18.234 | 17.4792 | 445.8792
2021-02-08 | 16.6883 | 15.4158 | 15.1728 | 14.9374 | 14.9374 | 15.1728 | 16.5374 | 16.8362 | 17.7781 | 18.3819 | 18.6943 | 18.6943 | 18.6943 | 18.403 | 18.326 | 18.326 | 17.7781 | 17.4792 | 16.7804 | 15.4158 | 13.754 | 11.7132 | 8.9721 | 6.2279 | 381.117
2021-02-09 | 4.2808 | 3.1532 | 2.3925 | 2.0302 | 2.0302 | 2.5736 | 3.1532 | 3.8053 | 4.797 | 5.6181 | 6.8377 | 7.997 | 8.5736 | 9.3857 | 9.3857 | 8.9721 | 9.3857 | 10.1192 | 10.566 | 10.9796 | 11.3721 | 11.3721 | 10.9796 | 10.1192 | 169.8792
2021-02-10 | 9.3857 | 8.5736 | 7.997 | 7.997 | 7.997 | 8.3894 | 8.5736 | 8.5736 | 7.5834 | 6.2279 | 5.0551 | 4.0226 | 2.7547 | 1.8823 | 1.1668 | 0.57509 | 0 | 0 | 0 | 0 | 0 | 0 | 0 | 0 | 96.7547
2021-02-11 | 0 | 0 | 0 | 0 | 0 | 0 | 0 | 0 | 0 | 0 | 0 | 0.18868 | 0.79547 | 1.4385 | 2.5736 | 4.0226 | 5.6181 | 7.1849 | 7.997 | 8.5736 | 9.3857 | 10.566 | 11.3721 | 12.634 | 82.3502
2021-02-12 | 13.754 | 16.5374 | 17.7781 | 18.7743 | 18.9947 | 18.9977 | 19.0823 | 19.0823 | 19.0823 | 19.0823 | 19.0823 | 19.0943 | 19.0943 | 19.0943 | 19.0943 | 19.0943 | 19.0943 | 19.0943 | 19.0943 | 19.0943 | 19.0943 | 19.0943 | 19.0943 | 19.0943 | 448.474
2021-02-13 | 19.0943 | 19.0943 | 19.0943 | 19.0943 | 19.0943 | 19.0943 | 19.0943 | 19.0943 | 19.0943 | 19.0943 | 19.0943 | 19.0943 | 19.0943 | 19.0943 | 19.0943 | 19.0943 | 19.0943 | 19.0943 | 19.0943 | 19.0943 | 19.0943 | 19.0943 | 19.0943 | 19.0943 | 458.2642
2021-02-14 | 19.0943 | 19.0943 | 19.0943 | 19.0943 | 19.0943 | 19.0943 | 19.0943 | 19.0943 | 19.0943 | 19.0943 | 19.0943 | 19.0943 | 19.0943 | 19.0943 | 19.0943 | 19.0943 | 19.0943 | 19.0943 | 19.0943 | 19.0943 | 18.9947 | 18.326 | 17.7781 | 17.6302 | 454.6158
2021-02-15 | 18.9947 | 18.234 | 15.3238 | 14.9374 | 14.9374 | 15.4158 | 17.7223 | 18.234 | 16.5374 | 13.603 | 12.634 | 11.3721 | 9.7781 | 8.5736 | 9.3857 | 12.634 | 13.754 | 14.9374 | 13.3675 | 13.0264 | 11.7132 | 10.1192 | 10.566 | 13.0264 | 328.8272
2021-02-16 | 13.603 | 13.603 | 15.1728 | 17.6302 | 18.9947 | 19.0823 | 19.0792 | 18.9736 | 18.9977 | 19.0943 | 19.0943 | 19.0943 | 19.0943 | 19.0943 | 19.0943 | 19.0943 | 19.0943 | 19.0943 | 19.0943 | 19.0943 | 19.0943 | 19.0823 | 18.9736 | 17.7223 | 440.0468
2021-02-17 | 13.603 | 12.634 | 13.3675 | 13.754 | 17.4792 | 18.403 | 18.7743 | 19.0823 | 19.0943 | 19.0943 | 19.0943 | 19.0943 | 19.0943 | 19.0943 | 19.0943 | 19.0943 | 19.0943 | 19.0943 | 19.0943 | 19.0943 | 19.0943 | 19.0943 | 18.6943 | 17.6302 | 430.7426
2021-02-18 | 16.5374 | 15.1728 | 13.3675 | 9.3857 | 6.5328 | 6.8377 | 10.9796 | 15.4158 | 18.326 | 18.406 | 18.326 | 18.406 | 18.326 | 17.4792 | 16.6883 | 16.7804 | 16.7804 | 16.5374 | 17.7223 | 18.326 | 18.9947 | 19.0943 | 19.0943 | 19.0943 | 382.6113
2021-02-19 | 19.0823 | 18.403 | 15.4158 | 12.634 | 15.1728 | 16.7804 | 18.7502 | 19.0943 | 19.0943 | 19.0943 | 19.0943 | 19.0943 | 19.0943 | 19.0943 | 19.0943 | 19.0943 | 19.0943 | 19.0823 | 18.7713 | 18.234 | 18.7743 | 18.7713 | 18.9736 | 18.7713 | 438.56
2021-02-20 | 18.406 | 18.403 | 18.234 | 16.7804 | 15.1728 | 13.3675 | 10.1192 | 10.1192 | 7.1849 | 5.3132 | 4.5389 | 6.8377 | 11.7132 | 15.1728 | 17.6302 | 18.9977 | 19.0943 | 19.0943 | 19.0943 | 19.0943 | 19.0943 | 19.0943 | 19.0943 | 19.0943 | 360.7457
2021-02-21 | 19.0943 | 19.0943 | 19.0943 | 19.0943 | 19.0943 | 19.0943 | 19.0943 | 19.0943 | 19.0943 | 19.0943 | 19.0943 | 19.0943 | 19.0943 | 19.0943 | 19.0943 | 19.0823 | 18.9977 | 18.7713 | 18.234 | 17.4792 | 15.4158 | 15.3238 | 15.1728 | 13.754 | 438.646
2021-02-22 | 13.0264 | 11.3721 | 10.1192 | 8.9721 | 8.3894 | 8.3894 | 8.5736 | 8.5736 | 7.5834 | 6.2279 | 5.6181 | 8.3894 | 11.7132 | 13.754 | 15.1728 | 15.1728 | 15.4158 | 16.7804 | 13.754 | 12.634 | 13.603 | 15.3238 | 15.1728 | 15.3238 | 279.0551
2021-02-23 | 15.4158 | 18.234 | 18.7743 | 19.0823 | 19.0943 | 19.0943 | 19.0943 | 19.0943 | 19.0943 | 19.0943 | 19.0943 | 19.0943 | 19.0943 | 19.0943 | 19.0943 | 19.0943 | 19.0943 | 19.0792 | 18.403 | 18.234 | 18.9947 | 19.0943 | 19.0943 | 19.0943 | 451.7268
2021-02-24 | 19.0943 | 19.0943 | 19.0943 | 19.0943 | 19.0943 | 19.0943 | 19.0943 | 19.0943 | 19.0943 | 19.0943 | 19.0943 | 19.0943 | 19.0943 | 19.0943 | 19.0943 | 19.0943 | 19.0943 | 19.0943 | 19.0943 | 19.0943 | 19.0943 | 19.0943 | 19.0943 | 19.0943 | 458.2642
2021-02-25 | 19.0943 | 19.0943 | 19.0943 | 19.0943 | 19.0943 | 19.0943 | 19.0943 | 19.0943 | 19.0943 | 19.0943 | 19.0943 | 19.0943 | 19.0943 | 19.0943 | 19.0943 | 19.0943 | 19.0943 | 19.0943 | 19.0823 | 18.403 | 16.5374 | 15.1728 | 13.754 | 13.603 | 440.2506
2021-02-26 | 13.603 | 13.3675 | 13.603 | 15.1728 | 15.1728 | 13.3675 | 13.0264 | 13.603 | 13.0264 | 11.3721 | 13.0264 | 16.5374 | 16.6883 | 16.5374 | 15.1728 | 13.603 | 13.3675 | 13.754 | 15.1728 | 15.1728 | 13.0264 | 13.603 | 15.1728 | 15.1728 | 341.3223
2021-02-27 | 14.9374 | 15.1728 | 17.7781 | 18.326 | 17.7781 | 16.8362 | 16.5374 | 15.1728 | 13.3675 | 11.3721 | 11.7132 | 13.3675 | 13.0264 | 11.7132 | 10.566 | 8.9721 | 8.5736 | 9.3857 | 9.7781 | 8.9721 | 7.5834 | 7.1849 | 6.8377 | 7.1849 | 292.1374
2021-02-28 | 6.8377 | 6.5328 | 5.923 | 4.5389 | 3.5879 | 3.1532 | 2.9358 | 2.7547 | 2.2113 | 1.7343 | 1.8823 | 3.3706 | 5.0551 | 5.6181 | 4.5389 | 3.5879 | 3.5879 | 4.0226 | 4.797 | 5.923 | 6.8377 | 7.5834 | 7.997 | 7.5834 | 112.5947
2021-03-01 | 6.8377 | 5.923 | 5.923 | 5.3132 | 4.797 | 3.8053 | 3.3706 | 3.1532 | 2.7547 | 1.8823 | 1.043 | 0.18868 | 0 | 0 | 0 | 0 | 0 | 0.47849 | 1.2906 | 1.5864 | 1.2906 | 0.91925 | 0.47849 | 0.18868 | 51.2242
2021-03-02 | 0 | 0 | 0 | 0.18868 | 0.28528 | 0.28528 | 0.28528 | 0.18868 | 0 | 0 | 0 | 0 | 0 | 0 | 0 | 0 | 0 | 0 | 0 | 0 | 0 | 0 | 0 | 0 | 1.2332
2021-03-03 | 0 | 0 | 0 | 0 | 0 | 0 | 0 | 0 | 0 | 0 | 0.47849 | 0.6717 | 1.043 | 1.4385 | 1.7343 | 1.5864 | 1.043 | 0.57509 | 0.47849 | 0.47849 | 1.043 | 2.0302 | 3.5879 | 5.6181 | 21.8068
2021-03-04 | 7.997 | 12.634 | 16.6883 | 17.4792 | 16.5374 | 14.9374 | 12.634 | 10.9796 | 8.3894 | 7.5834 | 6.8377 | 5.923 | 4.797 | 3.3706 | 2.3925 | 1.8823 | 1.7343 | 2.3925 | 2.5736 | 2.2113 | 1.7343 | 0.91925 | 0.38189 | 0 | 163.0098
2021-03-05 | 0 | 0 | 0 | 0 | 0.38189 | 0.47849 | 0.47849 | 0.28528 | 0.18868 | 0 | 0.38189 | 0.79547 | 1.4385 | 1.7343 | 1.8823 | 1.5864 | 1.5864 | 1.7343 | 2.2113 | 2.9358 | 3.8053 | 4.2808 | 4.5389 | 4.797 | 35.5215
2021-03-06 | 5.0551 | 5.6181 | 5.6181 | 5.6181 | 5.6181 | 5.923 | 6.5328 | 6.5328 | 5.3132 | 5.3132 | 6.2279 | 7.1849 | 7.5834 | 7.997 | 8.3894 | 8.9721 | 11.3721 | 14.9374 | 15.4158 | 16.5374 | 16.6883 | 15.1728 | 15.1728 | 15.4158 | 224.2098
2021-03-07 | 16.6883 | 16.6883 | 16.5374 | 15.3238 | 13.3675 | 11.3721 | 10.1192 | 8.5736 | 6.8377 | 5.3132 | 4.5389 | 5.0551 | 5.0551 | 3.3706 | 1.8823 | 1.2906 | 1.8823 | 4.0226 | 6.5328 | 7.997 | 7.997 | 8.3894 | 8.5736 | 9.3857 | 196.794
2021-03-08 | 7.997 | 7.1849 | 7.5834 | 7.997 | 8.5736 | 8.5736 | 7.5834 | 5.923 | 4.0226 | 2.7547 | 2.0302 | 1.1668 | 0.47849 | 0 | 0 | 0 | 0 | 0 | 0 | 0 | 1.1668 | 2.0302 | 2.7547 | 3.1532 | 80.9736
2021-03-09 | 3.5879 | 3.8053 | 4.0226 | 4.797 | 5.923 | 7.997 | 10.1192 | 11.7132 | 10.9796 | 8.5736 | 10.1192 | 13.0264 | 14.9374 | 16.5374 | 17.7223 | 18.7713 | 19.0943 | 19.0943 | 19.0943 | 19.0943 | 19.0943 | 19.0943 | 19.0943 | 19.0943 | 315.3872
2021-03-10 | 19.0943 | 19.0943 | 19.0943 | 19.0943 | 19.0943 | 19.0943 | 19.0823 | 18.9736 | 18.326 | 18.234 | 18.326 | 18.6943 | 18.403 | 16.7804 | 13.754 | 11.9487 | 14.9374 | 18.403 | 19.0823 | 19.0943 | 19.0943 | 19.0943 | 19.0943 | 19.0943 | 434.9826
2021-03-11 | 19.0943 | 19.0943 | 19.0943 | 19.0943 | 19.0943 | 19.0943 | 19.0943 | 19.0943 | 19.0943 | 19.0943 | 19.0943 | 19.0943 | 19.0943 | 19.0943 | 19.0943 | 19.0943 | 19.0943 | 19.0943 | 19.0943 | 19.0943 | 19.0943 | 19.0943 | 19.0943 | 19.0943 | 458.2642
2021-03-12 | 19.0943 | 19.0943 | 19.0943 | 19.0943 | 19.0943 | 19.0943 | 19.0943 | 19.0943 | 19.0943 | 19.0943 | 19.0943 | 19.0943 | 19.0943 | 19.0943 | 19.0943 | 19.0823 | 18.7743 | 18.403 | 17.4792 | 15.1728 | 13.603 | 13.0264 | 11.3721 | 8.5736 | 421.9019
2021-03-13 | 5.923 | 4.2808 | 4.2808 | 5.3132 | 6.2279 | 8.3894 | 10.566 | 11.7132 | 11.3721 | 13.754 | 18.234 | 18.7502 | 18.7502 | 18.326 | 16.8362 | 16.5374 | 17.4792 | 18.406 | 18.9736 | 19.0823 | 19.0943 | 19.0943 | 19.0943 | 19.0943 | 339.5728
2021-03-14 | 19.0943 | 19.0943 | 19.0943 | 19.0943 | 19.0943 | 19.0943 | 19.0943 | 19.0943 | 19.0943 | 19.0943 | 19.0943 | 19.0943 | 19.0943 | 19.0943 | 19.0943 | 19.0943 | 19.0823 | 18.9977 | 18.7743 | 18.403 | 18.234 | 17.7781 | 17.7223 | 17.6302 | 452.1313
2021-03-15 | 17.6302 | 18.403 | 18.234 | 17.7223 | 16.7804 | 15.1728 | 13.754 | 10.9796 | 6.8377 | 4.0226 | 3.8053 | 3.8053 | 3.8053 | 3.5879 | 2.9358 | 1.7343 | 0.38189 | 0 | 0 | 0 | 0.38189 | 2.2113 | 4.2808 | 4.5389 | 171.0053
2021-03-16 | 3.1532 | 3.1532 | 5.923 | 7.1849 | 13.603 | 19.0823 | 19.0943 | 19.0943 | 19.0943 | 19.0943 | 19.0943 | 19.0943 | 19.0943 | 19.0943 | 19.0943 | 19.0943 | 18.9977 | 18.9977 | 18.9977 | 18.9947 | 18.7743 | 18.7743 | 18.7743 | 18.7743 | 394.1283
2021-03-17 | 18.7743 | 18.7743 | 18.7502 | 18.7502 | 18.6943 | 18.234 | 17.4792 | 16.5374 | 13.754 | 14.9374 | 14.9374 | 13.0264 | 11.9487 | 10.566 | 7.5834 | 5.3132 | 3.3706 | 2.9358 | 3.8053 | 4.797 | 5.923 | 6.8377 | 7.1849 | 7.1849 | 280.0996
2021-03-18 | 7.5834 | 9.7781 | 12.634 | 15.1728 | 16.6883 | 16.6883 | 17.7781 | 18.406 | 18.234 | 17.7781 | 18.7713 | 18.7743 | 18.6943 | 18.326 | 17.6302 | 16.7804 | 15.1728 | 13.0264 | 12.634 | 13.0264 | 13.0264 | 11.3721 | 10.566 | 10.9796 | 359.5215
2021-03-19 | 7.5834 | 5.923 | 6.5328 | 8.3894 | 7.997 | 7.5834 | 7.997 | 8.9721 | 7.5834 | 6.8377 | 6.8377 | 6.5328 | 5.6181 | 4.797 | 4.797 | 3.8053 | 3.1532 | 3.5879 | 5.0551 | 6.5328 | 7.5834 | 7.997 | 8.5736 | 8.3894 | 158.6596
2021-03-20 | 7.997 | 7.997 | 7.5834 | 7.997 | 9.3857 | 10.1192 | 11.7132 | 14.9374 | 16.7804 | 18.9977 | 19.0943 | 19.0943 | 19.0943 | 19.0943 | 19.0943 | 19.0943 | 19.0943 | 18.9977 | 18.6943 | 17.4792 | 15.1728 | 13.603 | 11.9487 | 11.3721 | 354.4362
2021-03-21 | 11.7132 | 11.7132 | 11.7132 | 12.634 | 13.603 | 14.9374 | 15.1728 | 13.754 | 13.3675 | 13.603 | 13.3675 | 13.3675 | 13.3675 | 13.754 | 13.754 | 13.754 | 11.7132 | 8.5736 | 8.5736 | 10.1192 | 11.3721 | 12.634 | 11.3721 | 10.566 | 298.4996
2021-03-22 | 10.1192 | 9.7781 | 9.7781 | 10.9796 | 10.9796 | 10.1192 | 11.9487 | 13.3675 | 15.4158 | 13.754 | 15.3238 | 18.234 | 18.7502 | 18.7713 | 18.3819 | 17.4792 | 16.5374 | 16.5374 | 16.5374 | 15.4158 | 15.1728 | 15.3238 | 15.1728 | 15.1728 | 349.0506
2021-03-23 | 15.3238 | 15.4158 | 16.6883 | 16.8362 | 17.4792 | 17.6302 | 17.4792 | 17.4792 | 17.7223 | 18.403 | 18.9977 | 19.0943 | 19.0943 | 19.0943 | 19.0943 | 19.0943 | 19.0943 | 19.0943 | 19.0943 | 19.0943 | 19.0943 | 19.0943 | 19.0943 | 19.0943 | 437.6815
2021-03-24 | 19.0943 | 19.0792 | 18.403 | 17.4792 | 15.1728 | 13.3675 | 11.7132 | 8.9721 | 9.7781 | 14.9374 | 16.6883 | 17.6302 | 18.406 | 18.9977 | 19.0823 | 19.0823 | 19.0943 | 19.0943 | 19.0943 | 19.0943 | 19.0943 | 19.0823 | 18.9977 | 17.7781 | 409.2136
2021-03-25 | 15.3238 | 16.7804 | 16.5374 | 13.754 | 11.3721 | 11.3721 | 13.754 | 15.3238 | 16.7804 | 17.7223 | 18.403 | 18.7713 | 18.7502 | 18.7743 | 18.9947 | 18.9977 | 18.7713 | 18.6943 | 18.6943 | 18.7502 | 18.6943 | 18.406 | 18.7713 | 18.7743 | 410.9675
2021-03-26 | 18.6943 | 18.7713 | 18.7713 | 15.3238 | 11.7132 | 9.3857 | 9.7781 | 11.3721 | 11.9487 | 13.754 | 17.6302 | 18.7743 | 19.0792 | 19.0823 | 19.0943 | 19.0823 | 18.403 | 16.8362 | 16.5374 | 15.3238 | 13.0264 | 10.9796 | 9.7781 | 9.7781 | 362.9177
2021-03-27 | 9.7781 | 10.9796 | 12.634 | 13.754 | 15.1728 | 15.4158 | 16.5374 | 16.8362 | 17.4792 | 16.6883 | 15.1728 | 15.1728 | 16.5374 | 16.6883 | 16.5374 | 15.1728 | 16.5374 | 18.7502 | 19.0823 | 19.0943 | 19.0943 | 19.0943 | 19.0943 | 19.0943 | 390.3985
2021-03-28 | 19.0943 | 19.0943 | 19.0943 | 19.0943 | 19.0943 | 19.0943 | 19.0943 | 19.0943 | 19.0943 | 19.0943 | 19.0943 | 19.0823 | 18.3819 | 18.3819 | 17.4792 | 15.1728 | 18.234 | 19.0792 | 19.0943 | 19.0943 | 19.0943 | 19.0943 | 19.0943 | 19.0943 | 450.4151
2021-03-29 | 19.0943 | 19.0943 | 19.0943 | 19.0943 | 19.0943 | 19.0943 | 19.0943 | 19.0943 | 19.0943 | 19.0943 | 19.0943 | 18.9977 | 18.403 | 15.4158 | 8.5736 | 2.7547 | 2.0302 | 6.8377 | 16.5374 | 19.0792 | 19.0943 | 19.0943 | 19.0943 | 19.0943 | 395.0445
2021-03-30 | 19.0943 | 19.0943 | 19.0943 | 19.0943 | 19.0943 | 19.0943 | 19.0943 | 19.0943 | 19.0943 | 19.0943 | 19.0823 | 18.9977 | 18.9736 | 18.7713 | 18.3819 | 16.7804 | 11.9487 | 4.797 | 1.4385 | 2.2113 | 5.3132 | 10.566 | 13.754 | 15.3238 | 367.283
2021-03-31 | 15.4158 | 15.4158 | 16.5374 | 16.8362 | 18.3819 | 18.9947 | 19.0943 | 19.0943 | 19.0943 | 19.0943 | 19.0943 | 19.0823 | 18.7743 | 18.3819 | 17.4792 | 15.4158 | 14.9374 | 13.754 | 13.3675 | 13.603 | 12.634 | 11.7132 | 8.9721 | 5.923 | 381.0913
2021-04-01 | 3.3706 | 2.3925 | 2.2113 | 2.0302 | 1.5864 | 1.2906 | 1.5864 | 1.7343 | 1.1668 | 0.57509 | 0.28528 | 0 | 0 | 0 | 0 | 0 | 0 | 0 | 0.18868 | 0.79547 | 1.4385 | 2.2113 | 3.3706 | 5.3132 | 31.5472
2021-04-02 | 7.997 | 10.9796 | 12.634 | 11.9487 | 13.0264 | 12.634 | 11.9487 | 10.1192 | 10.1192 | 9.7781 | 9.3857 | 9.7781 | 8.9721 | 7.1849 | 5.6181 | 5.3132 | 6.2279 | 8.3894 | 10.1192 | 8.9721 | 6.2279 | 4.797 | 3.8053 | 3.3706 | 209.3464
2021-04-03 | 3.8053 | 5.3132 | 7.997 | 9.7781 | 10.9796 | 11.7132 | 11.7132 | 10.9796 | 10.566 | 10.1192 | 9.7781 | 8.9721 | 9.7781 | 10.9796 | 11.7132 | 11.3721 | 11.3721 | 10.566 | 11.7132 | 13.3675 | 13.603 | 13.754 | 15.3238 | 15.3238 | 260.5811
2021-04-04 | 15.1728 | 15.4158 | 18.7743 | 19.0943 | 19.0943 | 19.0943 | 19.0943 | 19.0943 | 19.0943 | 19.0943 | 19.0943 | 0 | 0 | 19.0943 | 19.0943 | 19.0943 | 19.0943 | 19.0943 | 19.0943 | 19.0943 | 19.0943 | 19.0943 | 19.0943 | 19.0943 | 412.1555
2021-04-05 | 19.0943 | 19.0943 | 19.0943 | 19.0943 | 19.0943 | 19.0943 | 19.0943 | 19.0943 | 19.0943 | 19.0943 | 19.0943 | 19.0943 | 19.0943 | 19.0943 | 19.0943 | 19.0943 | 19.0943 | 19.0943 | 19.0943 | 19.0943 | 19.0943 | 19.0943 | 19.0943 | 19.0943 | 458.2642
2021-04-06 | 19.0943 | 19.0943 | 19.0943 | 19.0943 | 19.0943 | 19.0943 | 19.0943 | 19.0943 | 19.0943 | 19.0943 | 19.0943 | 19.0943 | 19.0943 | 19.0943 | 19.0943 | 19.0943 | 19.0943 | 19.0943 | 19.0943 | 19.0943 | 19.0943 | 19.0943 | 18.9977 | 18.9977 | 458.0709
2021-04-07 | 18.9977 | 18.9947 | 18.7743 | 18.9736 | 18.7743 | 18.403 | 17.6302 | 16.7804 | 16.6883 | 15.3238 | 13.754 | 12.634 | 11.3721 | 9.7781 | 8.5736 | 7.1849 | 5.6181 | 4.2808 | 3.8053 | 3.5879 | 5.0551 | 8.5736 | 13.0264 | 16.6883 | 303.2725
2021-04-08 | 18.7743 | 19.0943 | 19.0943 | 19.0943 | 19.0943 | 19.0943 | 19.0943 | 19.0943 | 19.0943 | 19.0943 | 19.0943 | 19.0943 | 19.0943 | 19.0943 | 19.0943 | 19.0943 | 19.0943 | 19.0943 | 19.0943 | 19.0943 | 19.0943 | 19.0943 | 19.0943 | 19.0943 | 457.9442
2021-04-09 | 19.0943 | 19.0823 | 19.0823 | 19.0792 | 18.9947 | 18.7713 | 18.326 | 18.234 | 18.7713 | 18.7743 | 18.7743 | 18.7713 | 18.406 | 18.3819 | 18.326 | 17.7781 | 17.4792 | 15.1728 | 12.634 | 10.9796 | 10.1192 | 9.3857 | 9.3857 | 8.9721 | 392.7758
2021-04-10 | 7.997 | 7.997 | 7.997 | 7.997 | 8.3894 | 8.3894 | 7.997 | 7.1849 | 7.997 | 8.3894 | 7.997 | 7.5834 | 7.1849 | 7.1849 | 7.5834 | 7.997 | 7.5834 | 6.5328 | 6.2279 | 6.5328 | 5.923 | 5.0551 | 4.5389 | 4.5389 | 172.7985
2021-04-11 | 5.0551 | 5.6181 | 6.2279 | 6.5328 | 6.5328 | 6.8377 | 6.5328 | 5.923 | 5.6181 | 5.3132 | 4.797 | 4.2808 | 3.8053 | 3.5879 | 3.3706 | 3.8053 | 3.8053 | 3.8053 | 4.0226 | 4.5389 | 4.797 | 4.797 | 5.0551 | 5.6181 | 120.2777
2021-04-12 | 6.2279 | 6.8377 | 7.1849 | 6.8377 | 6.5328 | 6.2279 | 5.6181 | 4.5389 | 4.0226 | 3.5879 | 3.1532 | 2.9358 | 3.1532 | 3.5879 | 4.0226 | 3.8053 | 3.5879 | 3.3706 | 3.3706 | 3.1532 | 2.5736 | 2.0302 | 1.8823 | 1.5864 | 99.8294
2021-04-13 | 1.5864 | 1.4385 | 1.2906 | 1.043 | 0.79547 | 0.57509 | 0.18868 | 0 | 0 | 0 | 0 | 0 | 0 | 0 | 0 | 0 | 0 | 0 | 0 | 0.18868 | 0.18868 | 0 | 0 | 0.28528 | 7.5804
2021-04-14 | 0.38189 | 0.47849 | 0.47849 | 0.47849 | 0.47849 | 0.57509 | 0.79547 | 0.6717 | 0.57509 | 0.47849 | 0 | 0 | 0 | 0 | 0 | 0 | 0 | 0 | 0 | 0 | 0 | 0.47849 | 0.91925 | 1.1668 | 7.9562
2021-04-15 | 1.2906 | 1.043 | 0.57509 | 0.18868 | 0 | 0 | 0.28528 | 0.28528 | 0.6717 | 1.2906 | 1.2906 | 1.1668 | 1.043 | 1.043 | 1.043 | 1.2906 | 2.0302 | 3.3706 | 5.0551 | 7.1849 | 8.9721 | 10.1192 | 10.9796 | 11.3721 | 71.5909
2021-04-16 | 11.3721 | 11.3721 | 10.566 | 9.3857 | 8.9721 | 8.9721 | 6.5328 | 3.8053 | 4.0226 | 5.6181 | 4.797 | 3.5879 | 2.7547 | 2.0302 | 1.4385 | 1.043 | 0.79547 | 0.79547 | 1.1668 | 1.8823 | 2.3925 | 2.0302 | 1.4385 | 1.043 | 107.8143
2021-04-17 | 0.91925 | 0.79547 | 0.57509 | 0.79547 | 1.7343 | 2.5736 | 2.7547 | 1.5864 | 1.8823 | 2.0302 | 1.8823 | 1.5864 | 1.7343 | 2.2113 | 3.1532 | 3.8053 | 4.0226 | 4.5389 | 6.2279 | 8.5736 | 10.9796 | 11.9487 | 12.634 | 13.0264 | 101.9713
2021-04-18 | 13.754 | 13.0264 | 12.634 | 12.634 | 11.9487 | 11.7132 | 10.9796 | 10.566 | 10.1192 | 9.3857 | 8.5736 | 7.5834 | 6.2279 | 5.0551 | 4.0226 | 2.9358 | 2.5736 | 2.2113 | 2.9358 | 3.8053 | 5.0551 | 6.5328 | 6.8377 | 6.5328 | 187.6438
2021-04-19 | 5.923 | 6.2279 | 6.8377 | 7.5834 | 7.997 | 7.5834 | 6.8377 | 6.2279 | 8.3894 | 9.7781 | 10.566 | 9.7781 | 8.5736 | 7.1849 | 5.6181 | 4.2808 | 2.9358 | 2.0302 | 1.8823 | 1.8823 | 2.0302 | 2.3925 | 3.3706 | 4.5389 | 140.4498
2021-04-20 | 4.5389 | 5.3132 | 5.923 | 6.8377 | 7.5834 | 6.8377 | 6.2279 | 8.5736 | 10.566 | 10.9796 | 10.1192 | 10.9796 | 12.634 | 13.754 | 15.4158 | 17.6302 | 18.3819 | 18.406 | 18.3819 | 17.7223 | 16.7804 | 15.1728 | 13.3675 | 11.7132 | 283.84
2021-04-21 | 9.7781 | 7.5834 | 5.923 | 4.797 | 4.0226 | 3.1532 | 1.7343 | 0.6717 | 0 | 0 | 0 | 0 | 0 | 0 | 0 | 0 | 0 | 0 | 0 | 0.57509 | 0.6717 | 0.28528 | 0 | 0 | 39.1955
2021-04-22 | 0 | 0 | 0 | 0 | 0 | 0 | 0 | 0 | 0 | 0 | 0 | 0 | 0 | 0.28528 | 0.47849 | 0.57509 | 0.6717 | 0.57509 | 0.47849 | 0.6717 | 0.6717 | 0.38189 | 0 | 0 | 4.7894
2021-04-23 | 0 | 0 | 0 | 0 | 0 | 0 | 0 | 0 | 0 | 0 | 0 | 0 | 0 | 0.57509 | 1.043 | 1.7343 | 2.9358 | 5.0551 | 6.8377 | 8.9721 | 9.7781 | 9.7781 | 8.5736 | 6.8377 | 62.1208
2021-04-24 | 5.3132 | 3.8053 | 2.7547 | 2.2113 | 1.8823 | 1.7343 | 1.1668 | 1.2906 | 1.4385 | 1.4385 | 1.1668 | 1.1668 | 1.043 | 1.1668 | 1.4385 | 2.2113 | 3.1532 | 4.0226 | 5.0551 | 5.6181 | 5.923 | 5.3132 | 4.2808 | 3.8053 | 68.4
2021-04-25 | 3.5879 | 2.9358 | 2.0302 | 1.7343 | 1.5864 | 1.4385 | 0.91925 | 0.79547 | 0.91925 | 0.91925 | 0.57509 | 0.47849 | 0 | 0 | 0 | 0 | 0 | 0 | 0 | 0 | 0 | 0 | 0 | 0 | 17.92
2021-04-26 | 0.18868 | 1.4385 | 2.9358 | 4.0226 | 4.797 | 4.797 | 3.3706 | 2.2113 | 4.5389 | 8.3894 | 8.9721 | 8.3894 | 5.923 | 4.5389 | 4.0226 | 4.0226 | 4.5389 | 4.797 | 4.0226 | 4.2808 | 6.2279 | 9.7781 | 13.603 | 16.5374 | 136.3442
2021-04-27 | 18.403 | 18.9977 | 19.0823 | 19.0792 | 18.9977 | 18.9736 | 18.7743 | 18.7743 | 18.3819 | 17.6302 | 16.7804 | 15.4158 | 14.9374 | 13.0264 | 11.3721 | 10.1192 | 8.9721 | 8.3894 | 7.5834 | 7.1849 | 8.9721 | 9.7781 | 10.566 | 11.3721 | 341.5638
2021-04-28 | 11.7132 | 11.7132 | 11.3721 | 10.9796 | 10.1192 | 9.3857 | 7.997 | 7.1849 | 6.2279 | 5.6181 | 5.3132 | 4.797 | 4.2808 | 3.8053 | 3.1532 | 2.9358 | 2.7547 | 2.7547 | 2.7547 | 2.5736 | 2.5736 | 2.5736 | 2.9358 | 3.3706 | 138.8875
2021-04-29 | 3.8053 | 4.2808 | 5.3132 | 6.2279 | 7.1849 | 8.3894 | 10.1192 | 11.7132 | 13.0264 | 13.754 | 14.9374 | 15.1728 | 15.4158 | 16.5374 | 16.5374 | 16.5374 | 16.5374 | 16.5374 | 15.1728 | 13.754 | 13.0264 | 11.7132 | 10.1192 | 7.997 | 283.8098
2021-04-30 | 6.8377 | 5.923 | 5.6181 | 5.3132 | 5.3132 | 5.0551 | 4.0226 | 3.8053 | 2.9358 | 2.3925 | 2.2113 | 2.0302 | 2.0302 | 2.0302 | 2.2113 | 2.3925 | 2.3925 | 2.3925 | 2.0302 | 1.7343 | 1.4385 | 1.043 | 0.57509 | 0.38189 | 72.1102
2021-05-01 | 0 | 0 | 0 | 0 | 0 | 0 | 0 | 0 | 0 | 0 | 0 | 0 | 0 | 0 | 0 | 0.38189 | 0.38189 | 0.38189 | 0.28528 | 0.28528 | 0 | 0 | 0 | 0 | 1.7162
2021-05-02 | 0 | 0 | 0 | 0 | 0 | 0 | 0 | 0 | 0 | 0 | 0 | 0 | 0 | 0 | 0.18868 | 0.28528 | 0.18868 | 0 | 0 | 0 | 0 | 0 | 0 | 0 | 0.66264
2021-05-03 | 0 | 0 | 0 | 0 | 0 | 0 | 0.47849 | 1.4385 | 2.9358 | 4.797 | 7.5834 | 10.9796 | 13.754 | 16.5374 | 17.7223 | 18.406 | 18.9736 | 18.9736 | 18.7743 | 18.7713 | 18.7743 | 18.9977 | 19.0823 | 19.0943 | 246.074
2021-05-04 | 19.0943 | 19.0943 | 19.0943 | 19.0943 | 19.0943 | 19.0823 | 19.0823 | 19.0823 | 19.0943 | 19.0943 | 19.0943 | 19.0823 | 18.9977 | 18.9977 | 19.0792 | 19.0823 | 19.0943 | 19.0943 | 19.0943 | 19.0823 | 19.0823 | 18.7743 | 18.7502 | 18.406 | 456.6189
2021-05-05 | 18.3819 | 18.326 | 17.6302 | 17.7781 | 18.326 | 18.3819 | 18.6943 | 18.7743 | 18.7743 | 18.6943 | 18.326 | 17.7781 | 17.6302 | 17.4792 | 16.8362 | 17.4792 | 17.6302 | 17.6302 | 16.7804 | 16.7804 | 16.8362 | 18.234 | 17.4792 | 16.7804 | 427.4415
2021-05-06 | 15.1728 | 10.9796 | 6.8377 | 6.5328 | 10.566 | 14.9374 | 16.7804 | 16.6883 | 17.6302 | 17.6302 | 16.5374 | 13.754 | 13.3675 | 13.3675 | 13.754 | 13.754 | 13.3675 | 12.634 | 11.3721 | 10.566 | 10.1192 | 9.7781 | 9.3857 | 8.5736 | 304.086
2021-05-07 | 8.3894 | 8.9721 | 10.1192 | 10.9796 | 11.3721 | 10.566 | 10.1192 | 10.1192 | 9.3857 | 8.3894 | 7.5834 | 6.8377 | 6.5328 | 5.923 | 5.3132 | 4.5389 | 3.5879 | 2.3925 | 1.7343 | 1.4385 | 1.043 | 0.91925 | 0.47849 | 0 | 146.7351
2021-05-08 | 0 | 0 | 0 | 0.6717 | 2.3925 | 4.797 | 8.3894 | 11.9487 | 16.5374 | 17.6302 | 18.3819 | 18.7743 | 18.9977 | 19.0943 | 19.0943 | 19.0943 | 19.0943 | 19.0943 | 19.0943 | 19.0943 | 18.406 | 15.1728 | 8.5736 | 3.5879 | 297.9215
2021-05-09 | 1.2906 | 0.28528 | 0 | 0.18868 | 0.79547 | 1.5864 | 2.5736 | 3.5879 | 3.8053 | 2.7547 | 1.5864 | 0.47849 | 0.18868 | 0.79547 | 2.0302 | 3.3706 | 4.0226 | 4.0226 | 4.797 | 5.923 | 8.3894 | 9.7781 | 10.1192 | 9.3857 | 81.7555
2021-05-10 | 8.5736 | 7.5834 | 5.3132 | 4.2808 | 3.8053 | 2.5736 | 1.1668 | 0.79547 | 1.7343 | 2.0302 | 3.1532 | 3.8053 | 3.3706 | 2.7547 | 2.2113 | 1.5864 | 1.043 | 0.79547 | 0.6717 | 0.79547 | 0.79547 | 0.79547 | 1.1668 | 1.7343 | 62.5358
2021-05-11 | 1.8823 | 1.8823 | 2.2113 | 2.3925 | 2.7547 | 2.9358 | 2.2113 | 2.7547 | 5.6181 | 11.3721 | 13.603 | 13.754 | 13.754 | 13.754 | 11.9487 | 8.3894 | 4.5389 | 2.0302 | 0.57509 | 0 | 0.28528 | 1.043 | 1.8823 | 2.5736 | 124.1464
2021-05-12 | 3.1532 | 3.3706 | 3.5879 | 4.0226 | 4.2808 | 4.5389 | 4.5389 | 4.797 | 7.1849 | 11.7132 | 15.1728 | 17.4792 | 17.7781 | 18.234 | 18.234 | 17.7781 | 17.7223 | 16.7804 | 15.3238 | 15.1728 | 13.754 | 13.754 | 13.754 | 13.754 | 275.8792
2021-05-13 | 13.3675 | 11.9487 | 10.566 | 9.7781 | 9.3857 | 8.9721 | 8.9721 | 8.9721 | 8.9721 | 8.9721 | 8.9721 | 8.3894 | 7.1849 | 6.2279 | 5.3132 | 4.2808 | 3.5879 | 2.7547 | 2.0302 | 1.5864 | 1.2906 | 0.91925 | 0.6717 | 0.47849 | 153.594
2021-05-14 | 0.6717 | 1.043 | 1.5864 | 2.0302 | 2.2113 | 2.2113 | 1.7343 | 1.4385 | 1.4385 | 1.2906 | 1.043 | 0.6717 | 0.57509 | 0.47849 | 0.57509 | 1.043 | 1.5864 | 2.2113 | 2.3925 | 1.5864 | 0.6717 | 0 | 0 | 0 | 28.4906
2021-05-15 | 0 | 0 | 0 | 0 | 0 | 0 | 0 | 0 | 0 | 0 | 0 | 0 | 0 | 0 | 0 | 0.18868 | 0.38189 | 0.57509 | 0.57509 | 0.28528 | 0 | 0 | 0 | 0 | 2.006
2021-05-16 | 0 | 0 | 0 | 0 | 0 | 0 | 0 | 0 | 0 | 0 | 0 | 0 | 0 | 0 | 0 | 0.38189 | 1.043 | 1.8823 | 2.3925 | 2.7547 | 2.7547 | 2.2113 | 1.5864 | 0.79547 | 15.8023
2021-05-17 | 0 | 0 | 0 | 0 | 0 | 0 | 0 | 0 | 0 | 0 | 0 | 0 | 0 | 0 | 0 | 0 | 0 | 0 | 0.28528 | 0.28528 | 0 | 0 | 0 | 0 | 0.57057
2021-05-18 | 0.38189 | 1.1668 | 2.0302 | 2.5736 | 2.3925 | 1.7343 | 1.1668 | 0.91925 | 0.6717 | 0.47849 | 0.38189 | 0.38189 | 0.47849 | 0.47849 | 0.38189 | 0.38189 | 0.57509 | 0.91925 | 1.4385 | 1.5864 | 1.8823 | 2.0302 | 2.3925 | 2.5736 | 29.3977
2021-05-19 | 2.9358 | 3.1532 | 2.9358 | 2.5736 | 2.0302 | 1.5864 | 1.1668 | 0.79547 | 0.6717 | 0.79547 | 0.79547 | 0.79547 | 0.57509 | 0.47849 | 0.38189 | 0.28528 | 0.47849 | 0.6717 | 0.79547 | 0.91925 | 1.2906 | 1.5864 | 1.8823 | 2.2113 | 31.7917
2021-05-20 | 2.7547 | 3.5879 | 5.3132 | 7.5834 | 8.9721 | 8.9721 | 9.3857 | 11.7132 | 13.3675 | 15.1728 | 16.8362 | 18.234 | 18.6943 | 18.9736 | 19.0792 | 19.0823 | 19.0823 | 18.9977 | 18.7743 | 18.7713 | 18.9947 | 19.0823 | 19.0943 | 19.0943 | 349.6136
2021-05-21 | 19.0943 | 19.0943 | 19.0943 | 19.0943 | 19.0943 | 19.0943 | 19.0943 | 19.0943 | 19.0943 | 19.0943 | 19.0943 | 19.0943 | 19.0943 | 19.0943 | 19.0943 | 19.0943 | 19.0943 | 19.0823 | 18.9736 | 18.403 | 17.7223 | 17.6302 | 17.4792 | 17.4792 | 451.3736
2021-05-22 | 16.7804 | 16.7804 | 16.7804 | 16.6883 | 15.3238 | 14.9374 | 14.9374 | 13.603 | 12.634 | 10.9796 | 9.3857 | 8.3894 | 8.3894 | 8.3894 | 7.997 | 7.5834 | 6.2279 | 5.0551 | 3.8053 | 2.9358 | 2.2113 | 1.2906 | 0.47849 | 0 | 221.5834
2021-05-23 | 0 | 0 | 0 | 0.38189 | 1.7343 | 3.5879 | 4.5389 | 5.923 | 6.8377 | 7.1849 | 7.997 | 9.3857 | 11.7132 | 13.754 | 15.4158 | 17.4792 | 18.234 | 17.7781 | 17.6302 | 17.6302 | 17.4792 | 16.5374 | 14.9374 | 13.603 | 239.763
2021-05-24 | 13.603 | 15.1728 | 16.7804 | 17.7223 | 18.326 | 18.3819 | 18.3819 | 18.403 | 18.3819 | 18.234 | 17.4792 | 16.6883 | 16.5374 | 15.3238 | 15.1728 | 13.754 | 13.0264 | 11.3721 | 9.3857 | 8.5736 | 10.1192 | 11.3721 | 11.3721 | 11.3721 | 354.9358
2021-05-25 | 11.3721 | 9.3857 | 8.3894 | 8.3894 | 7.997 | 6.2279 | 5.923 | 7.1849 | 7.1849 | 6.8377 | 6.5328 | 5.6181 | 4.5389 | 4.5389 | 5.3132 | 6.5328 | 7.997 | 8.5736 | 8.5736 | 8.3894 | 8.3894 | 10.1192 | 10.566 | 9.3857 | 183.9608
2021-05-26 | 8.9721 | 8.3894 | 8.5736 | 8.9721 | 8.5736 | 7.997 | 6.8377 | 7.5834 | 7.1849 | 8.3894 | 10.566 | 11.7132 | 11.9487 | 11.9487 | 11.3721 | 10.9796 | 10.566 | 9.7781 | 8.5736 | 6.8377 | 4.797 | 3.5879 | 2.9358 | 2.9358 | 200.0136
2021-05-27 | 2.9358 | 2.9358 | 2.3925 | 1.5864 | 0.6717 | 0 | 0 | 0 | 0 | 0 | 0 | 0 | 0 | 0 | 0 | 0 | 0 | 0 | 0 | 0.47849 | 2.5736 | 3.8053 | 3.3706 | 2.2113 | 22.9615
2021-05-28 | 1.4385 | 1.043 | 0.91925 | 0.79547 | 0.79547 | 0.6717 | 0.91925 | 1.5864 | 2.0302 | 2.0302 | 2.0302 | 1.8823 | 2.2113 | 2.7547 | 3.5879 | 4.5389 | 5.3132 | 6.2279 | 6.5328 | 6.5328 | 6.2279 | 5.923 | 5.3132 | 4.797 | 76.1026
2021-05-29 | 3.8053 | 2.7547 | 2.0302 | 1.5864 | 1.2906 | 0.79547 | 0.28528 | 0.18868 | 0 | 0 | 0 | 0 | 0 | 0 | 0 | 0 | 0 | 0 | 0 | 0.47849 | 0.6717 | 0.6717 | 0.38189 | 0 | 14.9404
2021-05-30 | 0 | 0 | 0 | 0 | 0 | 0 | 0 | 0 | 0 | 0 | 0 | 0.28528 | 0.6717 | 1.2906 | 1.7343 | 2.0302 | 1.8823 | 1.7343 | 1.8823 | 2.3925 | 3.3706 | 4.797 | 5.3132 | 5.3132 | 32.6974
2021-05-31 | 4.797 | 4.0226 | 3.3706 | 2.7547 | 2.5736 | 2.0302 | 1.1668 | 0.91925 | 1.5864 | 2.0302 | 2.7547 | 4.0226 | 5.923 | 9.3857 | 13.0264 | 15.3238 | 16.5374 | 15.1728 | 15.1728 | 15.1728 | 15.1728 | 16.5374 | 15.4158 | 13.754 | 198.6234
2021-06-01 | 11.9487 | 10.9796 | 10.9796 | 11.3721 | 10.9796 | 9.3857 | 7.997 | 7.997 | 8.3894 | 7.1849 | 4.5389 | 2.3925 | 1.043 | 0.57509 | 0 | 0 | 0 | 0 | 0.6717 | 1.7343 | 2.2113 | 2.5736 | 2.7547 | 3.3706 | 119.0792
2021-06-02 | 3.5879 | 3.8053 | 4.2808 | 4.797 | 4.797 | 3.5879 | 3.1532 | 4.2808 | 6.5328 | 8.9721 | 11.9487 | 13.603 | 13.754 | 14.9374 | 15.1728 | 15.4158 | 16.7804 | 16.7804 | 15.3238 | 13.754 | 13.603 | 13.3675 | 11.9487 | 11.3721 | 245.5562
2021-06-03 | 11.3721 | 10.9796 | 10.566 | 10.1192 | 10.566 | 9.7781 | 10.9796 | 11.3721 | 12.634 | 13.3675 | 13.3675 | 13.754 | 13.754 | 13.754 | 13.603 | 12.634 | 11.9487 | 11.7132 | 11.9487 | 13.0264 | 14.9374 | 15.3238 | 15.1728 | 11.9487 | 298.6204
2021-06-04 | 9.3857 | 7.5834 | 6.8377 | 5.6181 | 5.3132 | 5.0551 | 6.2279 | 7.997 | 7.997 | 7.5834 | 6.8377 | 6.2279 | 5.3132 | 4.5389 | 2.7547 | 1.5864 | 0.47849 | 0 | 0 | 0 | 0 | 0 | 0 | 0 | 97.3358
2021-06-05 | 0 | 0 | 0 | 0 | 0 | 0 | 0 | 0 | 0 | 0 | 0 | 0 | 0 | 0 | 0 | 0 | 0 | 0 | 0 | 0 | 0 | 0.28528 | 0.91925 | 2.0302 | 3.2347
2021-06-06 | 3.1532 | 3.8053 | 3.5879 | 3.3706 | 3.5879 | 4.2808 | 5.0551 | 4.5389 | 3.8053 | 2.9358 | 2.0302 | 1.2906 | 0.47849 | 0 | 0 | 0 | 0 | 0 | 0 | 0.28528 | 1.8823 | 3.1532 | 3.1532 | 2.7547 | 53.1487
2021-06-07 | 2.5736 | 2.3925 | 2.3925 | 2.2113 | 1.7343 | 1.1668 | 0.79547 | 0.47849 | 0.28528 | 0 | 0 | 0.18868 | 0.18868 | 0 | 0 | 0 | 0 | 0.18868 | 0.47849 | 0.6717 | 1.043 | 1.4385 | 2.0302 | 2.7547 | 23.0128
2021-06-08 | 3.5879 | 3.3706 | 2.5736 | 2.2113 | 2.3925 | 2.2113 | 1.7343 | 2.0302 | 3.8053 | 4.5389 | 5.3132 | 6.5328 | 6.2279 | 6.8377 | 7.5834 | 6.8377 | 5.0551 | 3.1532 | 1.5864 | 1.4385 | 2.7547 | 5.3132 | 8.3894 | 10.1192 | 105.5985
2021-06-09 | 10.1192 | 9.3857 | 8.3894 | 9.3857 | 9.7781 | 9.7781 | 8.9721 | 9.3857 | 8.5736 | 9.7781 | 10.1192 | 10.566 | 9.7781 | 9.3857 | 10.1192 | 11.7132 | 11.3721 | 10.1192 | 11.7132 | 10.9796 | 11.9487 | 13.754 | 14.9374 | 15.1728 | 255.2242
2021-06-10 | 15.1728 | 14.9374 | 14.9374 | 15.3238 | 16.5374 | 15.4158 | 16.5374 | 18.326 | 18.9947 | 18.9947 | 18.7743 | 18.406 | 18.403 | 18.406 | 17.7781 | 17.7781 | 16.8362 | 16.5374 | 15.4158 | 15.4158 | 16.5374 | 16.6883 | 16.8362 | 17.7781 | 406.7683
2021-06-11 | 18.403 | 18.403 | 18.326 | 17.6302 | 16.5374 | 15.4158 | 16.7804 | 17.7223 | 18.326 | 18.3819 | 17.7781 | 18.326 | 18.3819 | 18.7502 | 18.9736 | 19.0792 | 19.0823 | 19.0823 | 18.9977 | 18.6943 | 18.3819 | 18.326 | 18.3819 | 18.7502 | 436.9117
2021-06-12 | 18.6943 | 18.406 | 18.7713 | 18.7743 | 18.9977 | 19.0823 | 19.0943 | 19.0943 | 19.0943 | 19.0943 | 19.0943 | 19.0943 | 19.0943 | 19.0823 | 18.9736 | 18.326 | 16.5374 | 12.634 | 7.5834 | 3.8053 | 2.7547 | 4.5389 | 7.1849 | 9.3857 | 367.1925
2021-06-13 | 11.3721 | 11.3721 | 13.3675 | 15.1728 | 15.1728 | 14.9374 | 16.7804 | 17.7781 | 18.7502 | 19.0823 | 19.0943 | 19.0943 | 19.0943 | 19.0943 | 19.0943 | 18.9977 | 17.7223 | 15.1728 | 12.634 | 11.3721 | 9.7781 | 9.7781 | 13.603 | 15.4158 | 373.7313
2021-06-14 | 16.5374 | 16.5374 | 17.4792 | 17.7223 | 18.403 | 18.7743 | 19.0792 | 19.0943 | 19.0943 | 19.0943 | 19.0943 | 19.0943 | 19.0943 | 19.0943 | 19.0943 | 19.0943 | 19.0943 | 19.0943 | 19.0943 | 18.7743 | 17.7781 | 16.7804 | 15.4158 | 13.603 | 436.0166
2021-06-15 | 12.634 | 11.3721 | 9.3857 | 7.1849 | 4.5389 | 2.3925 | 1.2906 | 0.47849 | 0.47849 | 1.4385 | 2.9358 | 4.2808 | 5.3132 | 6.5328 | 8.5736 | 10.9796 | 12.634 | 15.1728 | 16.7804 | 16.7804 | 16.7804 | 13.603 | 11.3721 | 9.7781 | 202.7109
2021-06-16 | 7.1849 | 4.5389 | 3.1532 | 3.3706 | 4.2808 | 4.0226 | 7.1849 | 11.9487 | 13.754 | 15.1728 | 15.4158 | 16.6883 | 16.7804 | 17.6302 | 17.6302 | 16.7804 | 15.3238 | 13.3675 | 10.1192 | 6.8377 | 5.3132 | 4.797 | 3.8053 | 3.1532 | 238.2536
2021-06-17 | 2.7547 | 2.3925 | 2.2113 | 2.3925 | 2.3925 | 1.4385 | 2.2113 | 2.7547 | 2.5736 | 2.2113 | 1.7343 | 1.2906 | 1.043 | 0.6717 | 0.47849 | 0.57509 | 0.79547 | 1.043 | 1.2906 | 1.4385 | 2.2113 | 3.5879 | 5.3132 | 7.997 | 52.803
2021-06-18 | 9.7781 | 8.5736 | 7.5834 | 6.8377 | 5.923 | 5.3132 | 4.2808 | 3.5879 | 2.7547 | 1.8823 | 0.6717 | 0 | 0 | 0 | 0 | 0 | 0.79547 | 2.9358 | 5.923 | 7.997 | 8.3894 | 7.1849 | 6.5328 | 6.5328 | 103.4777
2021-06-19 | 6.8377 | 7.1849 | 7.1849 | 6.5328 | 5.923 | 5.0551 | 5.0551 | 4.797 | 4.2808 | 4.0226 | 3.8053 | 3.8053 | 4.2808 | 5.6181 | 7.5834 | 8.9721 | 9.7781 | 10.566 | 11.7132 | 13.3675 | 13.0264 | 13.3675 | 11.3721 | 8.9721 | 183.1019
2021-06-20 | 7.1849 | 5.923 | 5.3132 | 4.0226 | 2.2113 | 0.79547 | 0 | 0 | 0 | 0 | 0 | 1.1668 | 2.7547 | 4.5389 | 6.5328 | 8.9721 | 10.1192 | 10.566 | 10.566 | 10.566 | 10.1192 | 9.7781 | 10.1192 | 10.1192 | 131.3691
2021-06-21 | 11.3721 | 13.3675 | 13.603 | 13.0264 | 11.3721 | 10.1192 | 9.3857 | 9.7781 | 10.1192 | 10.566 | 11.9487 | 13.754 | 15.3238 | 16.5374 | 16.5374 | 15.1728 | 13.754 | 11.9487 | 9.7781 | 8.3894 | 6.8377 | 5.923 | 5.0551 | 4.2808 | 267.9502
2021-06-22 | 3.5879 | 3.1532 | 2.7547 | 2.2113 | 1.5864 | 1.1668 | 0.79547 | 0.28528 | 0.28528 | 0.47849 | 0.57509 | 0.79547 | 1.043 | 1.4385 | 2.0302 | 2.7547 | 3.8053 | 4.5389 | 4.797 | 5.0551 | 7.997 | 8.9721 | 8.5736 | 7.5834 | 76.2642
2021-06-23 | 6.5328 | 7.1849 | 7.5834 | 7.5834 | 7.5834 | 6.5328 | 5.0551 | 4.5389 | 4.0226 | 4.0226 | 4.5389 | 5.0551 | 5.6181 | 5.3132 | 4.2808 | 3.1532 | 2.2113 | 1.2906 | 0.47849 | 0 | 0.47849 | 1.1668 | 2.2113 | 3.3706 | 99.8068
2021-06-24 | 4.2808 | 5.6181 | 7.1849 | 9.3857 | 10.566 | 9.3857 | 10.566 | 13.603 | 13.754 | 12.634 | 11.3721 | 10.1192 | 9.3857 | 10.566 | 14.9374 | 18.3819 | 19.0823 | 19.0943 | 19.0943 | 18.9977 | 18.7502 | 18.6943 | 18.7713 | 18.7743 | 322.9992
2021-06-25 | 18.7743 | 18.9736 | 18.9736 | 18.9947 | 18.9736 | 18.9977 | 19.0823 | 19.0943 | 19.0823 | 19.0823 | 19.0823 | 18.9977 | 18.9947 | 18.7743 | 18.7502 | 18.406 | 18.403 | 18.3819 | 17.7223 | 16.6883 | 15.4158 | 15.1728 | 13.603 | 11.7132 | 430.1343
2021-06-26 | 10.1192 | 9.3857 | 8.5736 | 6.8377 | 4.2808 | 3.1532 | 2.2113 | 1.4385 | 0.91925 | 0.57509 | 0 | 0 | 0 | 0 | 0 | 0 | 0 | 0 | 0 | 0.28528 | 0 | 0 | 0 | 0 | 47.7796
2021-06-27 | 0 | 0 | 0.6717 | 1.1668 | 1.1668 | 0.79547 | 0.91925 | 0.91925 | 0.79547 | 0.6717 | 0.57509 | 0.28528 | 0 | 0 | 0 | 0 | 0 | 0 | 0 | 0 | 0 | 0 | 0 | 0 | 7.9668
2021-06-28 | 0 | 0 | 0 | 0.18868 | 0.18868 | 0 | 0 | 0 | 0 | 0 | 0 | 0 | 0.47849 | 1.2906 | 1.8823 | 1.8823 | 1.8823 | 2.2113 | 2.2113 | 2.2113 | 2.0302 | 2.9358 | 4.2808 | 4.5389 | 28.2128
2021-06-29 | 3.5879 | 3.1532 | 2.9358 | 2.7547 | 1.8823 | 1.5864 | 1.4385 | 1.1668 | 0.91925 | 0.38189 | 0 | 0.28528 | 0.91925 | 1.2906 | 1.4385 | 1.4385 | 1.7343 | 2.2113 | 2.9358 | 2.9358 | 3.1532 | 2.9358 | 2.0302 | 1.1668 | 44.2823
2021-06-30 | 0.6717 | 0.57509 | 0.79547 | 0.91925 | 1.043 | 1.1668 | 1.1668 | 1.043 | 0.79547 | 0.6717 | 0.6717 | 0.79547 | 0.91925 | 0.91925 | 0.6717 | 0.47849 | 0.38189 | 0.28528 | 0.47849 | 0.79547 | 1.2906 | 1.4385 | 1.2906 | 1.1668 | 20.4317
2021-07-01 | 0.79547 | 0.47849 | 0.18868 | 0 | 0 | 0 | 0 | 0 | 0.18868 | 0.47849 | 0.79547 | 1.1668 | 1.2906 | 1.4385 | 1.5864 | 1.5864 | 1.5864 | 1.8823 | 2.2113 | 2.0302 | 1.7343 | 1.1668 | 0.47849 | 0 | 21.0838
2021-07-02 | 0 | 0 | 0 | 0 | 0 | 0 | 0 | 0 | 0 | 0 | 0.57509 | 0.91925 | 1.1668 | 1.4385 | 1.5864 | 1.8823 | 2.5736 | 3.1532 | 4.0226 | 4.2808 | 3.3706 | 2.2113 | 1.1668 | 0.57509 | 28.9223
2021-07-03 | 0.57509 | 0.91925 | 1.5864 | 2.3925 | 3.1532 | 2.3925 | 1.4385 | 1.4385 | 1.7343 | 1.7343 | 2.0302 | 2.7547 | 3.8053 | 5.3132 | 6.8377 | 8.3894 | 10.1192 | 12.634 | 13.3675 | 11.9487 | 13.0264 | 13.0264 | 13.0264 | 13.0264 | 146.6702
2021-07-04 | 12.634 | 11.9487 | 12.634 | 11.9487 | 10.566 | 8.9721 | 11.3721 | 11.9487 | 11.7132 | 10.9796 | 10.9796 | 12.634 | 13.754 | 13.754 | 13.754 | 13.754 | 13.754 | 13.603 | 11.7132 | 8.9721 | 7.5834 | 7.1849 | 6.5328 | 6.2279 | 268.9177
2021-07-05 | 6.2279 | 5.923 | 6.2279 | 7.5834 | 8.3894 | 8.3894 | 8.5736 | 10.9796 | 11.9487 | 13.0264 | 13.603 | 14.9374 | 15.1728 | 15.3238 | 15.1728 | 15.1728 | 14.9374 | 13.754 | 11.9487 | 10.9796 | 10.9796 | 9.7781 | 8.3894 | 5.923 | 263.3419
2021-07-06 | 4.0226 | 2.7547 | 2.2113 | 3.1532 | 4.0226 | 3.3706 | 2.2113 | 1.1668 | 0.6717 | 0.6717 | 0.6717 | 1.1668 | 2.0302 | 3.5879 | 5.6181 | 5.923 | 4.797 | 3.1532 | 2.0302 | 2.5736 | 4.797 | 8.5736 | 10.1192 | 10.566 | 89.8642
2021-07-07 | 11.7132 | 12.634 | 11.9487 | 13.0264 | 13.0264 | 10.9796 | 13.0264 | 13.754 | 13.754 | 13.3675 | 11.9487 | 11.7132 | 11.3721 | 10.9796 | 11.3721 | 11.7132 | 11.7132 | 11.3721 | 10.566 | 8.9721 | 8.3894 | 8.3894 | 8.9721 | 8.9721 | 273.6755
2021-07-08 | 8.3894 | 8.3894 | 7.997 | 7.1849 | 6.2279 | 4.797 | 3.5879 | 3.1532 | 2.7547 | 2.3925 | 1.7343 | 1.043 | 0.38189 | 0 | 0 | 0 | 0 | 0 | 0 | 0 | 0.18868 | 0.28528 | 0.18868 | 0 | 58.6958
2021-07-09 | 0 | 0 | 0 | 0 | 0 | 0 | 0.28528 | 0.57509 | 0.91925 | 1.043 | 1.043 | 1.043 | 1.043 | 1.043 | 0.91925 | 0.91925 | 1.1668 | 1.7343 | 2.7547 | 3.5879 | 3.5879 | 3.5879 | 3.3706 | 2.9358 | 31.5592
2021-07-10 | 2.5736 | 2.3925 | 2.3925 | 2.3925 | 2.5736 | 2.2113 | 1.8823 | 2.0302 | 1.8823 | 1.5864 | 1.043 | 0.6717 | 0.79547 | 1.4385 | 2.5736 | 4.0226 | 5.0551 | 5.6181 | 5.0551 | 4.0226 | 3.1532 | 2.5736 | 2.0302 | 1.4385 | 61.4083
2021-07-11 | 0.79547 | 0 | 0 | 0 | 0 | 0 | 0 | 0 | 0 | 0 | 0 | 0 | 0 | 0 | 0.18868 | 0.79547 | 1.2906 | 1.5864 | 1.4385 | 0.79547 | 0.38189 | 0 | 0 | 0 | 7.2725
2021-07-12 | 0 | 0 | 0 | 0 | 0 | 0 | 0 | 0 | 0 | 0 | 0 | 0 | 0.28528 | 0.79547 | 1.2906 | 2.0302 | 2.5736 | 2.9358 | 2.5736 | 2.0302 | 1.7343 | 1.2906 | 1.043 | 0.6717 | 19.2543
2021-07-13 | 0.47849 | 0.38189 | 0.18868 | 0 | 0 | 0 | 0 | 0 | 0 | 0 | 0.38189 | 0.57509 | 0.79547 | 1.043 | 1.2906 | 1.5864 | 1.7343 | 1.5864 | 1.5864 | 1.5864 | 1.7343 | 1.5864 | 0.6717 | 0 | 17.2075
2021-07-14 | 0 | 0 | 0 | 0 | 0 | 0 | 0 | 0 | 0.47849 | 0.79547 | 1.5864 | 2.9358 | 4.797 | 7.5834 | 10.1192 | 12.634 | 15.1728 | 16.7804 | 17.6302 | 18.234 | 18.3819 | 18.6943 | 18.6943 | 18.234 | 182.7517
2021-07-15 | 17.6302 | 16.5374 | 13.754 | 13.603 | 11.7132 | 10.1192 | 9.3857 | 6.5328 | 4.2808 | 2.7547 | 1.8823 | 1.4385 | 1.043 | 0.79547 | 0.57509 | 0.38189 | 0 | 0 | 0 | 0 | 0 | 0 | 1.4385 | 3.8053 | 117.6709
2021-07-16 | 5.6181 | 6.2279 | 6.5328 | 7.5834 | 8.9721 | 8.3894 | 10.9796 | 13.603 | 16.7804 | 18.234 | 18.6943 | 18.9947 | 19.0823 | 19.0943 | 19.0943 | 19.0943 | 19.0943 | 19.0943 | 18.9977 | 18.7743 | 18.7502 | 18.3819 | 16.6883 | 15.1728 | 361.9291
2021-07-17 | 15.1728 | 15.1728 | 15.1728 | 14.9374 | 15.1728 | 15.1728 | 18.406 | 19.0823 | 19.0943 | 19.0943 | 19.0943 | 19.0943 | 19.0943 | 19.0943 | 19.0943 | 19.0943 | 19.0943 | 19.0943 | 18.9977 | 18.7713 | 18.3819 | 18.3819 | 17.6302 | 16.5374 | 427.9336
2021-07-18 | 13.603 | 10.566 | 8.5736 | 7.997 | 6.8377 | 5.0551 | 4.2808 | 4.797 | 5.3132 | 5.3132 | 5.0551 | 4.5389 | 4.2808 | 4.0226 | 3.3706 | 2.9358 | 2.3925 | 1.7343 | 1.2906 | 0.57509 | 0 | 0 | 0 | 0 | 102.5328
2021-07-19 | 0 | 0 | 0 | 0 | 0 | 0 | 0 | 0 | 0.28528 | 0.6717 | 0.79547 | 0.91925 | 1.043 | 1.2906 | 1.7343 | 2.5736 | 3.8053 | 4.797 | 4.5389 | 2.9358 | 1.2906 | 0.79547 | 0.6717 | 0.91925 | 29.0672
2021-07-20 | 1.2906 | 1.8823 | 2.0302 | 2.2113 | 2.0302 | 1.5864 | 1.4385 | 1.5864 | 1.4385 | 1.043 | 0.6717 | 0.38189 | 0.18868 | 0 | 0.18868 | 0.38189 | 0.6717 | 0.79547 | 0.79547 | 0.79547 | 0.6717 | 0.47849 | 0 | 0 | 22.5585
2021-07-21 | 0 | 0 | 0 | 0 | 0 | 0 | 0 | 0 | 0 | 0 | 0 | 0 | 0 | 0 | 0 | 0 | 0 | 0 | 0 | 0 | 0.18868 | 0 | 0 | 0 | 0.18868
2021-07-22 | 0 | 0.38189 | 0.57509 | 0.57509 | 0.38189 | 0 | 0 | 0 | 0 | 0 | 0 | 0 | 0 | 0 | 0 | 0 | 0 | 0 | 0.28528 | 0.57509 | 1.043 | 1.043 | 0.91925 | 0.6717 | 6.4513
2021-07-23 | 0.38189 | 0 | 0 | 0 | 0 | 0 | 0 | 0.18868 | 0.28528 | 0.28528 | 0.28528 | 0.28528 | 0.28528 | 0.28528 | 0.47849 | 0.6717 | 0.79547 | 1.043 | 1.2906 | 1.2906 | 1.2906 | 1.1668 | 1.1668 | 1.1668 | 12.643
2021-07-24 | 1.043 | 0.91925 | 0.79547 | 0.6717 | 0.57509 | 0.57509 | 0.6717 | 0.91925 | 1.1668 | 1.043 | 1.1668 | 1.4385 | 1.2906 | 1.043 | 0.47849 | 0.28528 | 0.57509 | 1.2906 | 2.7547 | 4.0226 | 3.5879 | 2.5736 | 1.5864 | 0.57509 | 31.0491
2021-07-25 | 0 | 0 | 0 | 0 | 0 | 0.47849 | 0.79547 | 1.043 | 1.043 | 1.1668 | 1.5864 | 2.2113 | 2.9358 | 3.8053 | 4.2808 | 4.5389 | 4.0226 | 3.5879 | 3.1532 | 2.7547 | 2.5736 | 2.2113 | 2.2113 | 2.2113 | 46.6113
2021-07-26 | 2.0302 | 1.7343 | 1.8823 | 1.8823 | 1.4385 | 0.91925 | 0.47849 | 0.47849 | 0.6717 | 1.043 | 1.2906 | 1.2906 | 1.1668 | 0.91925 | 1.043 | 1.2906 | 1.2906 | 1.1668 | 0.91925 | 0.79547 | 0.79547 | 1.043 | 1.1668 | 1.4385 | 28.1751
2021-07-27 | 1.8823 | 2.0302 | 2.0302 | 1.8823 | 1.5864 | 0.6717 | 0 | 0 | 0 | 0 | 0 | 0 | 0.28528 | 0.91925 | 1.8823 | 2.9358 | 4.0226 | 5.3132 | 6.2279 | 6.5328 | 5.923 | 6.2279 | 8.5736 | 9.7781 | 68.7049
2021-07-28 | 9.3857 | 8.5736 | 8.5736 | 8.9721 | 8.9721 | 8.9721 | 9.3857 | 11.3721 | 13.3675 | 13.754 | 13.754 | 13.754 | 13.0264 | 11.7132 | 10.9796 | 10.1192 | 9.3857 | 8.3894 | 6.8377 | 6.2279 | 5.923 | 5.923 | 5.3132 | 4.5389 | 227.2136
2021-07-29 | 4.5389 | 5.0551 | 6.5328 | 7.5834 | 8.3894 | 8.3894 | 8.5736 | 9.7781 | 10.566 | 10.9796 | 10.566 | 10.1192 | 9.7781 | 8.9721 | 7.997 | 6.8377 | 5.6181 | 4.5389 | 3.5879 | 2.9358 | 3.1532 | 3.5879 | 3.3706 | 3.1532 | 164.6023
2021-07-30 | 2.9358 | 2.7547 | 2.5736 | 2.3925 | 1.8823 | 1.2906 | 0.6717 | 0.28528 | 0 | 0 | 0 | 0.38189 | 0.91925 | 1.7343 | 2.7547 | 3.5879 | 4.2808 | 4.5389 | 4.5389 | 4.5389 | 4.2808 | 4.2808 | 4.2808 | 4.797 | 59.7011
2021-07-31 | 5.3132 | 6.5328 | 7.5834 | 7.5834 | 7.5834 | 8.9721 | 9.3857 | 9.3857 | 8.9721 | 8.5736 | 8.3894 | 7.997 | 7.1849 | 7.5834 | 7.997 | 8.3894 | 8.9721 | 9.3857 | 9.3857 | 8.9721 | 9.3857 | 9.3857 | 8.9721 | 8.5736 | 200.4589
2021-08-01 | 7.997 | 7.5834 | 7.5834 | 7.997 | 7.997 | 7.1849 | 7.5834 | 7.1849 | 6.5328 | 5.6181 | 4.797 | 4.2808 | 4.0226 | 3.8053 | 4.0226 | 4.5389 | 5.3132 | 5.6181 | 5.3132 | 4.5389 | 3.3706 | 2.5736 | 1.8823 | 1.5864 | 128.9253
2021-08-02 | 1.4385 | 1.5864 | 1.5864 | 1.5864 | 1.2906 | 0.79547 | 0.38189 | 0 | 0 | 0 | 0 | 0 | 0 | 0 | 0 | 0 | 0 | 0 | 0 | 0.47849 | 1.1668 | 1.4385 | 1.2906 | 1.043 | 14.083
2021-08-03 | 0.6717 | 0.57509 | 0.38189 | 0 | 0 | 0 | 0 | 0 | 0 | 0 | 0 | 0 | 0 | 0 | 0 | 0 | 0 | 0 | 0 | 0 | 0 | 0 | 0 | 0 | 1.6287
2021-08-04 | 0 | 0 | 0 | 0.18868 | 0.47849 | 0.79547 | 0.79547 | 0.91925 | 1.1668 | 1.4385 | 1.5864 | 1.8823 | 1.8823 | 1.2906 | 0.6717 | 0.38189 | 0 | 0 | 0 | 0.38189 | 1.4385 | 2.2113 | 2.3925 | 2.3925 | 22.2943
2021-08-05 | 2.5736 | 3.1532 | 3.5879 | 3.8053 | 4.797 | 5.0551 | 4.797 | 5.3132 | 6.8377 | 6.5328 | 6.8377 | 7.997 | 9.3857 | 10.566 | 11.7132 | 13.754 | 15.4158 | 16.8362 | 18.234 | 18.326 | 17.4792 | 17.4792 | 17.7223 | 18.326 | 246.5253
2021-08-06 | 17.6302 | 16.8362 | 17.7223 | 18.234 | 16.8362 | 16.8362 | 17.7223 | 18.6943 | 18.9977 | 19.0823 | 19.0943 | 19.0943 | 19.0823 | 19.0823 | 19.0943 | 19.0943 | 18.9977 | 18.403 | 17.4792 | 16.6883 | 15.4158 | 15.3238 | 15.1728 | 15.4158 | 426.0302
2021-08-07 | 16.6883 | 16.6883 | 16.5374 | 15.1728 | 13.754 | 11.9487 | 9.3857 | 7.5834 | 6.5328 | 6.5328 | 7.997 | 10.1192 | 13.0264 | 13.754 | 15.1728 | 15.1728 | 14.9374 | 13.754 | 13.0264 | 13.3675 | 13.0264 | 12.634 | 11.3721 | 10.9796 | 299.1638
2021-08-08 | 10.1192 | 9.3857 | 8.9721 | 8.5736 | 8.3894 | 7.1849 | 5.6181 | 6.2279 | 6.5328 | 6.2279 | 5.6181 | 5.0551 | 4.2808 | 3.3706 | 2.5736 | 2.2113 | 2.0302 | 1.8823 | 1.7343 | 1.5864 | 1.4385 | 0.91925 | 0.57509 | 0.6717 | 111.1789
2021-08-09 | 1.043 | 1.5864 | 2.0302 | 2.3925 | 2.5736 | 2.7547 | 2.3925 | 2.0302 | 1.8823 | 1.4385 | 1.2906 | 1.2906 | 1.1668 | 1.2906 | 1.4385 | 1.7343 | 2.0302 | 2.7547 | 2.9358 | 2.9358 | 3.3706 | 3.5879 | 4.0226 | 4.0226 | 53.9955
2021-08-10 | 4.0226 | 3.8053 | 3.5879 | 2.9358 | 2.2113 | 1.7343 | 1.1668 | 0.91925 | 0.6717 | 0.57509 | 0.47849 | 0.28528 | 0 | 0 | 0 | 0 | 0 | 0 | 0 | 0 | 0 | 0 | 0.57509 | 1.1668 | 24.1358
2021-08-11 | 2.0302 | 3.1532 | 4.797 | 5.923 | 7.1849 | 8.3894 | 8.5736 | 9.7781 | 10.9796 | 10.1192 | 10.1192 | 12.634 | 15.3238 | 16.5374 | 15.1728 | 8.9721 | 4.0226 | 4.0226 | 8.3894 | 12.634 | 13.0264 | 11.3721 | 10.1192 | 8.3894 | 221.6634
2021-08-12 | 6.5328 | 5.3132 | 3.8053 | 1.8823 | 0.47849 | 0 | 0 | 0 | 1.4385 | 4.797 | 8.5736 | 11.3721 | 13.0264 | 14.9374 | 16.5374 | 16.8362 | 16.6883 | 16.5374 | 16.5374 | 15.1728 | 13.754 | 13.603 | 11.3721 | 8.3894 | 217.5849
2021-08-13 | 7.1849 | 8.5736 | 9.7781 | 10.9796 | 11.9487 | 13.754 | 15.1728 | 15.3238 | 15.4158 | 17.6302 | 18.406 | 18.7502 | 18.406 | 17.6302 | 16.5374 | 16.5374 | 16.6883 | 16.5374 | 16.5374 | 17.4792 | 17.7223 | 18.403 | 18.6943 | 18.403 | 372.4936
2021-08-14 | 18.326 | 17.7781 | 17.6302 | 16.8362 | 16.5374 | 15.4158 | 14.9374 | 14.9374 | 13.754 | 11.9487 | 10.566 | 8.5736 | 7.5834 | 6.8377 | 6.8377 | 7.5834 | 7.1849 | 5.923 | 4.2808 | 3.3706 | 3.1532 | 3.5879 | 4.0226 | 4.5389 | 242.1449
2021-08-15 | 5.6181 | 6.5328 | 7.5834 | 8.3894 | 7.1849 | 6.5328 | 6.5328 | 7.1849 | 6.5328 | 5.3132 | 4.5389 | 4.797 | 5.3132 | 6.8377 | 8.9721 | 11.7132 | 13.754 | 15.1728 | 13.754 | 13.754 | 15.1728 | 15.1728 | 15.3238 | 15.3238 | 227.0053
2021-08-16 | 16.5374 | 16.7804 | 16.6883 | 16.5374 | 15.4158 | 13.754 | 11.7132 | 9.7781 | 7.997 | 5.923 | 5.0551 | 4.5389 | 4.0226 | 4.0226 | 4.797 | 5.3132 | 5.0551 | 4.5389 | 4.2808 | 4.797 | 6.2279 | 6.8377 | 6.5328 | 6.2279 | 203.3721
2021-08-17 | 6.8377 | 6.2279 | 7.1849 | 8.3894 | 9.3857 | 8.5736 | 7.997 | 11.7132 | 13.754 | 14.9374 | 14.9374 | 15.1728 | 15.1728 | 15.1728 | 15.1728 | 15.4158 | 16.5374 | 16.5374 | 15.3238 | 13.754 | 14.9374 | 15.4158 | 13.754 | 14.9374 | 307.2423
2021-08-18 | 15.3238 | 15.4158 | 16.7804 | 18.234 | 18.7743 | 18.9977 | 19.0823 | 19.0943 | 19.0943 | 19.0943 | 19.0943 | 19.0792 | 18.7743 | 17.7781 | 15.4158 | 13.603 | 10.9796 | 8.3894 | 5.923 | 4.5389 | 3.5879 | 2.5736 | 1.8823 | 1.4385 | 322.9494
2021-08-19 | 1.2906 | 1.1668 | 1.043 | 1.043 | 0.91925 | 0.47849 | 0 | 0 | 0 | 0 | 0 | 0 | 0 | 0 | 0 | 0 | 0.38189 | 0.91925 | 1.4385 | 1.8823 | 2.0302 | 1.7343 | 1.7343 | 1.8823 | 17.9442
2021-08-20 | 2.0302 | 2.3925 | 2.7547 | 2.9358 | 3.3706 | 3.8053 | 3.8053 | 3.8053 | 4.0226 | 4.0226 | 4.2808 | 4.797 | 5.3132 | 6.2279 | 7.1849 | 8.5736 | 9.3857 | 10.566 | 11.9487 | 13.0264 | 13.754 | 13.0264 | 11.9487 | 12.634 | 165.6121
2021-08-21 | 13.603 | 13.754 | 13.603 | 11.3721 | 8.3894 | 5.923 | 3.8053 | 2.0302 | 1.1668 | 0.79547 | 0.47849 | 0.18868 | 0 | 0 | 0 | 0 | 0 | 0 | 0 | 0 | 0 | 0 | 0 | 0 | 75.1094
2021-08-22 | 0 | 0 | 0.47849 | 0.6717 | 0.79547 | 0.91925 | 0.91925 | 0.47849 | 0 | 0 | 0 | 0 | 0 | 0 | 0 | 0 | 0 | 0 | 0 | 0 | 0 | 0 | 0 | 0.38189 | 4.6445
2021-08-23 | 0.28528 | 0 | 0 | 0.18868 | 0.38189 | 0.18868 | 0 | 0 | 0 | 0 | 0 | 0 | 0 | 0 | 0 | 0 | 0 | 0 | 0 | 0.28528 | 0.57509 | 0.47849 | 0 | 0 | 2.3834
2021-08-24 | 0 | 0 | 0 | 0 | 0 | 0 | 0 | 0 | 0 | 0 | 0 | 0 | 0 | 0 | 0 | 0.47849 | 1.1668 | 1.8823 | 2.5736 | 2.3925 | 1.5864 | 0.57509 | 0 | 0.18868 | 10.8438
2021-08-25 | 0.6717 | 1.4385 | 2.5736 | 4.0226 | 5.3132 | 6.5328 | 5.6181 | 5.0551 | 6.5328 | 7.5834 | 6.8377 | 6.2279 | 5.6181 | 5.0551 | 5.0551 | 5.3132 | 5.923 | 5.923 | 5.3132 | 4.797 | 4.797 | 4.2808 | 3.5879 | 2.7547 | 116.8257
2021-08-26 | 2.2113 | 1.8823 | 1.5864 | 1.4385 | 1.4385 | 1.7343 | 1.7343 | 1.4385 | 1.2906 | 1.043 | 0.79547 | 0.47849 | 0.38189 | 0.28528 | 0.28528 | 0.57509 | 1.1668 | 1.7343 | 2.5736 | 2.9358 | 2.5736 | 1.7343 | 0.91925 | 0.38189 | 32.6189
2021-08-27 | 0 | 0 | 0 | 0 | 0 | 0 | 0 | 0 | 0 | 0.18868 | 0 | 0 | 0 | 0 | 0 | 0 | 0.18868 | 0.28528 | 0.57509 | 0.91925 | 0.91925 | 0.91925 | 0.79547 | 0.57509 | 5.366
2021-08-28 | 0.28528 | 0 | 0 | 0 | 0 | 0 | 0 | 0 | 0 | 0 | 0 | 0 | 0 | 0 | 0 | 0.57509 | 1.1668 | 1.7343 | 2.2113 | 2.3925 | 3.1532 | 4.797 | 5.923 | 5.923 | 28.1615
2021-08-29 | 5.923 | 5.6181 | 5.6181 | 5.0551 | 4.2808 | 3.8053 | 2.7547 | 2.2113 | 1.7343 | 1.5864 | 1.7343 | 1.8823 | 2.2113 | 2.3925 | 2.3925 | 2.3925 | 2.3925 | 2.5736 | 2.5736 | 2.5736 | 2.3925 | 2.0302 | 1.5864 | 1.1668 | 68.8815
2021-08-30 | 0.91925 | 0.79547 | 0.79547 | 0.91925 | 1.2906 | 1.5864 | 1.8823 | 2.2113 | 2.5736 | 2.5736 | 2.5736 | 2.3925 | 2.0302 | 2.0302 | 2.2113 | 2.3925 | 2.7547 | 3.1532 | 3.5879 | 4.0226 | 3.8053 | 2.7547 | 1.8823 | 1.2906 | 52.4287
2021-08-31 | 1.2906 | 1.7343 | 2.3925 | 3.1532 | 3.8053 | 4.5389 | 4.5389 | 4.5389 | 4.5389 | 3.8053 | 3.1532 | 2.7547 | 2.5736 | 2.5736 | 2.5736 | 2.7547 | 2.9358 | 3.3706 | 4.5389 | 5.923 | 6.8377 | 6.8377 | 5.923 | 4.797 | 91.8838
2021-09-01 | 4.2808 | 4.5389 | 5.0551 | 5.923 | 6.8377 | 8.3894 | 8.3894 | 7.997 | 7.5834 | 6.2279 | 5.0551 | 4.2808 | 4.0226 | 3.5879 | 3.3706 | 3.1532 | 3.1532 | 2.9358 | 2.9358 | 3.1532 | 2.9358 | 2.2113 | 1.1668 | 0.38189 | 107.5668
2021-09-02 | 0 | 0 | 0 | 0 | 0 | 0 | 0 | 0 | 0 | 0 | 0 | 0 | 0 | 0 | 0 | 0 | 0 | 0 | 0.18868 | 0.6717 | 0.79547 | 0.57509 | 0.38189 | 0.18868 | 2.8015
2021-09-03 | 0 | 0 | 0 | 0 | 0.18868 | 0 | 0 | 0 | 0 | 0 | 0 | 0 | 0 | 0 | 0.18868 | 0.57509 | 1.043 | 1.4385 | 2.0302 | 2.0302 | 1.8823 | 1.5864 | 1.4385 | 1.2906 | 13.6921
2021-09-04 | 1.2906 | 1.2906 | 1.1668 | 1.1668 | 1.1668 | 1.1668 | 1.1668 | 1.043 | 0.91925 | 0.79547 | 0.57509 | 0.57509 | 0.57509 | 0.6717 | 0.91925 | 1.1668 | 1.2906 | 1.4385 | 1.5864 | 1.7343 | 2.0302 | 2.5736 | 3.1532 | 4.0226 | 33.4853
2021-09-05 | 4.797 | 5.923 | 6.5328 | 6.2279 | 5.6181 | 5.6181 | 5.3132 | 4.0226 | 4.0226 | 4.5389 | 4.2808 | 4.0226 | 3.5879 | 2.2113 | 1.043 | 1.1668 | 1.043 | 1.1668 | 1.7343 | 2.3925 | 2.7547 | 2.9358 | 2.7547 | 2.5736 | 86.2823
2021-09-06 | 2.3925 | 2.3925 | 2.2113 | 1.5864 | 1.1668 | 0.6717 | 0.47849 | 0.18868 | 0.38189 | 0.57509 | 0.79547 | 1.1668 | 1.7343 | 2.5736 | 3.1532 | 3.3706 | 3.5879 | 4.5389 | 7.1849 | 7.997 | 8.5736 | 9.7781 | 10.1192 | 10.1192 | 86.7381
2021-09-07 | 10.9796 | 11.3721 | 10.566 | 9.7781 | 7.5834 | 6.2279 | 4.5389 | 2.9358 | 4.5389 | 5.6181 | 5.3132 | 4.5389 | 3.8053 | 3.1532 | 2.3925 | 1.4385 | 0.47849 | 0 | 0 | 0 | 0 | 0 | 0 | 0 | 95.2589
2021-09-08 | 0 | 0 | 0 | 0 | 0 | 0 | 0 | 0 | 0 | 0 | 0 | 0 | 0 | 0 | 0 | 0 | 0 | 1.7343 | 4.0226 | 6.2279 | 6.8377 | 6.2279 | 5.0551 | 4.2808 | 34.3864
2021-09-09 | 3.8053 | 4.0226 | 6.2279 | 8.3894 | 9.3857 | 10.1192 | 9.7781 | 8.5736 | 9.3857 | 8.9721 | 8.5736 | 8.3894 | 7.1849 | 6.8377 | 6.2279 | 5.923 | 5.923 | 5.6181 | 5.923 | 6.2279 | 5.923 | 5.0551 | 4.0226 | 3.1532 | 163.6423
2021-09-10 | 2.3925 | 1.2906 | 0.57509 | 0 | 0 | 0 | 0 | 0 | 0 | 0 | 0 | 0 | 0 | 0 | 0 | 0 | 0 | 0 | 0 | 0 | 0 | 0 | 0 | 0 | 4.2581
2021-09-11 | 0.28528 | 0.38189 | 0.57509 | 0.79547 | 1.1668 | 2.2113 | 3.3706 | 4.0226 | 7.5834 | 10.9796 | 13.754 | 16.5374 | 17.4792 | 18.234 | 18.234 | 17.7223 | 16.5374 | 13.3675 | 10.9796 | 10.566 | 10.9796 | 11.3721 | 11.7132 | 10.1192 | 228.9675
2021-09-12 | 8.9721 | 7.5834 | 5.923 | 5.6181 | 5.6181 | 5.6181 | 5.923 | 5.6181 | 5.6181 | 4.5389 | 2.7547 | 1.4385 | 0.91925 | 0.6717 | 0.38189 | 0.18868 | 0 | 0 | 0 | 0 | 0 | 0 | 0 | 0 | 67.3857
2021-09-13 | 0.38189 | 0.79547 | 1.1668 | 1.4385 | 1.8823 | 2.2113 | 2.5736 | 2.2113 | 2.7547 | 2.9358 | 2.5736 | 2.0302 | 1.5864 | 1.1668 | 0.79547 | 0.57509 | 0.47849 | 0.91925 | 1.8823 | 3.1532 | 4.2808 | 4.5389 | 4.797 | 5.0551 | 52.1842
2021-09-14 | 4.797 | 4.5389 | 4.0226 | 3.1532 | 2.2113 | 1.2906 | 0.91925 | 0.47849 | 0 | 0 | 0 | 0 | 0 | 0 | 0 | 0 | 0 | 0 | 0 | 0 | 0 | 0 | 0 | 0 | 21.4113
2021-09-15 | 0 | 0 | 0 | 0 | 0 | 0 | 0 | 0 | 0 | 0 | 0 | 0 | 0 | 0 | 0 | 0 | 0 | 0 | 0 | 0 | 0 | 0 | 0 | 0.91925 | 0.91925
2021-09-16 | 2.5736 | 4.5389 | 5.923 | 6.2279 | 6.5328 | 5.923 | 4.797 | 2.7547 | 2.0302 | 1.2906 | 0.47849 | 0 | 0 | 0.28528 | 0.6717 | 1.1668 | 2.0302 | 4.2808 | 7.5834 | 9.3857 | 9.7781 | 10.566 | 11.3721 | 11.9487 | 112.1389
2021-09-17 | 11.9487 | 12.634 | 13.3675 | 12.634 | 13.0264 | 13.3675 | 13.603 | 13.754 | 13.3675 | 14.9374 | 15.4158 | 15.3238 | 15.3238 | 13.754 | 10.1192 | 6.8377 | 4.797 | 2.7547 | 2.2113 | 2.3925 | 2.5736 | 2.2113 | 1.4385 | 1.043 | 228.8362
2021-09-18 | 0.79547 | 0.57509 | 0.38189 | 0.6717 | 1.043 | 1.5864 | 1.8823 | 1.5864 | 1.1668 | 1.043 | 0.91925 | 0.79547 | 0.57509 | 0.57509 | 0.57509 | 0.38189 | 0.18868 | 0.38189 | 1.043 | 1.7343 | 2.3925 | 2.9358 | 2.7547 | 2.2113 | 28.1962
2021-09-19 | 2.3925 | 1.8823 | 1.1668 | 0.6717 | 0.38189 | 0.47849 | 1.1668 | 1.8823 | 1.5864 | 2.0302 | 2.9358 | 3.8053 | 4.2808 | 5.0551 | 5.923 | 5.3132 | 3.5879 | 2.2113 | 1.4385 | 0.6717 | 0.6717 | 1.043 | 1.7343 | 2.5736 | 54.8845
2021-09-20 | 2.9358 | 3.1532 | 3.3706 | 4.2808 | 5.923 | 7.1849 | 9.3857 | 10.1192 | 13.0264 | 15.3238 | 16.6883 | 18.234 | 18.7502 | 18.9736 | 18.7713 | 18.3819 | 18.234 | 18.234 | 18.234 | 17.7781 | 17.7223 | 17.7781 | 18.234 | 17.7781 | 328.4951
2021-09-21 | 16.5374 | 16.5374 | 15.4158 | 15.1728 | 13.603 | 10.9796 | 12.634 | 15.1728 | 16.7804 | 18.7743 | 18.9977 | 19.0823 | 19.0943 | 19.0943 | 19.0943 | 19.0943 | 19.0943 | 19.0943 | 19.0943 | 19.0943 | 19.0943 | 19.0943 | 19.0943 | 19.0943 | 418.8196
2021-09-22 | 19.0943 | 19.0943 | 19.0943 | 19.0943 | 19.0943 | 19.0943 | 19.0943 | 18.9736 | 18.326 | 18.406 | 18.3819 | 16.8362 | 16.7804 | 15.4158 | 16.5374 | 16.5374 | 15.1728 | 15.3238 | 16.6883 | 17.6302 | 18.406 | 19.0823 | 19.0943 | 19.0943 | 430.3472
2021-09-23 | 19.0943 | 19.0943 | 19.0943 | 19.0943 | 19.0943 | 19.0943 | 19.0943 | 19.0943 | 19.0943 | 19.0823 | 17.7781 | 13.603 | 10.1192 | 8.3894 | 7.5834 | 6.2279 | 3.3706 | 1.7343 | 3.5879 | 9.7781 | 15.1728 | 18.406 | 19.0943 | 19.0943 | 344.8709
2021-09-24 | 19.0943 | 19.0943 | 19.0943 | 19.0943 | 19.0943 | 19.0943 | 19.0943 | 19.0943 | 19.0943 | 19.0943 | 19.0943 | 19.0943 | 19.0943 | 19.0943 | 19.0943 | 19.0943 | 19.0792 | 18.3819 | 16.6883 | 15.1728 | 13.0264 | 12.634 | 12.634 | 9.3857 | 422.5117
2021-09-25 | 7.1849 | 7.5834 | 6.8377 | 6.5328 | 6.2279 | 7.1849 | 7.5834 | 7.5834 | 7.997 | 8.3894 | 10.566 | 13.603 | 13.754 | 13.3675 | 10.9796 | 8.3894 | 6.5328 | 5.923 | 6.2279 | 6.5328 | 7.997 | 9.7781 | 11.9487 | 15.1728 | 213.8777
2021-09-26 | 15.1728 | 14.9374 | 13.3675 | 14.9374 | 15.3238 | 15.3238 | 15.1728 | 15.1728 | 14.9374 | 16.6883 | 18.406 | 18.7743 | 18.9736 | 18.7713 | 17.7781 | 16.6883 | 13.754 | 13.0264 | 11.7132 | 7.1849 | 2.7547 | 0.6717 | 0.18868 | 1.5864 | 311.3057
2021-09-27 | 5.6181 | 7.5834 | 7.5834 | 5.0551 | 2.2113 | 0.91925 | 0.18868 | 0 | 0.28528 | 2.3925 | 6.2279 | 7.997 | 8.9721 | 10.566 | 15.1728 | 17.7223 | 18.7713 | 18.9947 | 18.6943 | 17.7223 | 16.6883 | 15.4158 | 15.3238 | 15.1728 | 235.2785
2021-09-28 | 15.1728 | 15.3238 | 16.5374 | 16.6883 | 16.5374 | 16.5374 | 15.4158 | 15.4158 | 15.4158 | 16.8362 | 16.8362 | 16.6883 | 16.5374 | 15.3238 | 13.3675 | 9.3857 | 6.5328 | 5.0551 | 2.5736 | 2.0302 | 2.5736 | 2.9358 | 2.7547 | 2.7547 | 275.2302
2021-09-29 | 2.9358 | 2.9358 | 2.9358 | 5.0551 | 8.9721 | 11.9487 | 13.754 | 13.754 | 13.0264 | 15.3238 | 15.1728 | 13.754 | 13.754 | 13.603 | 13.3675 | 11.7132 | 7.997 | 6.5328 | 7.5834 | 7.1849 | 5.0551 | 2.9358 | 2.2113 | 2.2113 | 213.7177
2021-09-30 | 2.9358 | 4.797 | 7.5834 | 11.7132 | 16.6883 | 18.7713 | 19.0823 | 19.0943 | 18.9977 | 17.7223 | 13.754 | 11.9487 | 11.7132 | 13.0264 | 15.1728 | 15.4158 | 16.6883 | 16.5374 | 15.1728 | 11.7132 | 8.3894 | 5.923 | 3.3706 | 1.4385 | 297.6498
2021-10-01 | 0 | 0 | 0.91925 | 3.3706 | 7.997 | 11.9487 | 11.7132 | 11.3721 | 18.9977 | 19.0943 | 19.0943 | 19.0943 | 19.0943 | 19.0943 | 19.0943 | 19.0943 | 19.0943 | 19.0943 | 19.0943 | 19.0943 | 19.0943 | 19.0943 | 19.0943 | 19.0792 | 352.7185
2021-10-02 | 18.9977 | 18.6943 | 17.6302 | 17.4792 | 17.6302 | 17.6302 | 17.7223 | 17.4792 | 16.6883 | 17.4792 | 15.3238 | 13.754 | 17.6302 | 19.0792 | 19.0943 | 19.0943 | 19.0943 | 18.6943 | 15.3238 | 9.7781 | 4.797 | 1.7343 | 0.38189 | 1.7343 | 352.9449
2021-10-03 | 7.5834 | 13.754 | 16.8362 | 17.7781 | 17.7781 | 18.234 | 18.234 | 17.6302 | 16.8362 | 18.3819 | 18.9977 | 19.0943 | 19.0943 | 19.0943 | 19.0943 | 19.0943 | 19.0943 | 19.0943 | 19.0943 | 19.0943 | 19.0943 | 19.0943 | 19.0823 | 18.9977 | 430.1615
2021-10-04 | 18.9736 | 18.7713 | 18.406 | 16.8362 | 15.3238 | 15.1728 | 13.603 | 11.7132 | 9.3857 | 8.9721 | 8.5736 | 7.5834 | 6.2279 | 4.797 | 3.8053 | 2.3925 | 1.1668 | 0.79547 | 0.57509 | 0.47849 | 0.47849 | 0.6717 | 0.79547 | 0.6717 | 186.1706
2021-10-05 | 0.6717 | 0.6717 | 1.1668 | 2.2113 | 2.9358 | 4.0226 | 6.5328 | 7.997 | 8.5736 | 10.9796 | 13.603 | 15.1728 | 16.6883 | 17.7223 | 18.3819 | 18.3819 | 17.7781 | 17.6302 | 17.7223 | 17.4792 | 16.5374 | 15.3238 | 14.9374 | 15.1728 | 278.2943
2021-10-06 | 14.9374 | 13.754 | 13.0264 | 11.3721 | 8.9721 | 6.8377 | 4.5389 | 2.5736 | 1.2906 | 0.18868 | 0 | 0 | 0 | 0 | 0.28528 | 1.2906 | 3.3706 | 7.997 | 11.9487 | 14.9374 | 17.4792 | 18.403 | 18.6943 | 18.234 | 190.1313
2021-10-07 | 17.4792 | 16.7804 | 15.4158 | 15.3238 | 16.6883 | 16.8362 | 18.3819 | 18.326 | 15.4158 | 15.1728 | 13.754 | 15.3238 | 16.5374 | 16.5374 | 15.3238 | 13.754 | 13.754 | 12.634 | 13.3675 | 13.754 | 13.3675 | 11.9487 | 10.9796 | 8.9721 | 355.8279
2021-10-08 | 5.3132 | 2.5736 | 1.5864 | 1.1668 | 0.18868 | 0 | 0 | 0 | 0.91925 | 1.043 | 0.91925 | 1.2906 | 2.2113 | 3.3706 | 4.5389 | 5.3132 | 5.0551 | 4.5389 | 5.0551 | 5.6181 | 6.8377 | 8.9721 | 9.7781 | 10.1192 | 86.4091
2021-10-09 | 10.566 | 11.3721 | 11.3721 | 11.3721 | 11.3721 | 10.9796 | 13.0264 | 16.6883 | 16.8362 | 15.1728 | 13.0264 | 11.9487 | 8.5736 | 6.5328 | 5.923 | 5.3132 | 5.0551 | 5.6181 | 7.997 | 9.7781 | 10.566 | 10.566 | 10.9796 | 11.7132 | 252.3487
2021-10-10 | 11.9487 | 12.634 | 13.0264 | 13.3675 | 13.603 | 15.3238 | 16.7804 | 18.3819 | 18.9947 | 19.0823 | 19.0943 | 19.0943 | 19.0943 | 19.0943 | 19.0943 | 19.0943 | 19.0943 | 19.0943 | 19.0943 | 19.0943 | 18.9977 | 18.3819 | 17.4792 | 16.6883 | 415.6332
2021-10-11 | 15.3238 | 13.754 | 13.754 | 13.754 | 13.3675 | 13.3675 | 13.3675 | 13.0264 | 11.9487 | 13.603 | 15.1728 | 15.4158 | 15.1728 | 13.3675 | 13.0264 | 11.9487 | 9.3857 | 7.997 | 7.1849 | 4.2808 | 1.7343 | 0.18868 | 0 | 0 | 250.1419
2021-10-12 | 1.2906 | 3.1532 | 4.5389 | 3.8053 | 2.2113 | 1.043 | 0.18868 | 0 | 0 | 0 | 0 | 0 | 0 | 0 | 0 | 0 | 0 | 0 | 0.18868 | 0.79547 | 1.7343 | 3.5879 | 6.2279 | 9.3857 | 38.1509
2021-10-13 | 13.3675 | 17.6302 | 18.403 | 18.403 | 18.3819 | 18.326 | 18.403 | 18.403 | 18.234 | 17.7223 | 18.326 | 18.406 | 18.7502 | 18.406 | 18.3819 | 17.7223 | 18.403 | 18.6943 | 18.6943 | 18.9736 | 18.9977 | 18.9977 | 18.7743 | 18.9947 | 437.7962
2021-10-14 | 18.9977 | 19.0792 | 19.0823 | 19.0823 | 19.0943 | 19.0943 | 19.0943 | 19.0943 | 19.0943 | 19.0943 | 19.0943 | 19.0943 | 19.0943 | 19.0943 | 19.0943 | 19.0943 | 19.0943 | 19.0823 | 18.9977 | 18.9977 | 18.9977 | 18.9977 | 18.7743 | 18.234 | 456.5494
2021-10-15 | 16.5374 | 15.1728 | 13.603 | 12.634 | 11.9487 | 11.9487 | 11.7132 | 11.7132 | 10.566 | 9.3857 | 9.7781 | 11.7132 | 13.0264 | 13.754 | 13.754 | 13.754 | 13.3675 | 13.0264 | 12.634 | 11.9487 | 11.7132 | 11.3721 | 10.9796 | 10.566 | 296.6098
2021-10-16 | 10.1192 | 9.7781 | 9.7781 | 8.9721 | 7.997 | 7.1849 | 7.1849 | 7.1849 | 6.2279 | 5.3132 | 5.3132 | 4.2808 | 2.9358 | 1.7343 | 0.47849 | 0 | 0 | 0 | 0 | 0 | 0 | 0.38189 | 1.043 | 2.3925 | 98.3004
2021-10-17 | 3.8053 | 4.5389 | 5.3132 | 6.8377 | 8.5736 | 11.7132 | 14.9374 | 16.7804 | 16.8362 | 16.6883 | 15.1728 | 14.9374 | 15.3238 | 15.1728 | 14.9374 | 14.9374 | 15.1728 | 15.3238 | 15.3238 | 16.6883 | 16.6883 | 16.7804 | 16.6883 | 16.5374 | 325.7087
2021-10-18 | 15.4158 | 15.4158 | 15.1728 | 13.754 | 13.603 | 13.603 | 13.0264 | 10.1192 | 7.5834 | 6.8377 | 8.3894 | 12.634 | 17.4792 | 17.4792 | 18.326 | 18.406 | 18.7713 | 18.6943 | 15.4158 | 15.4158 | 15.1728 | 13.603 | 12.634 | 13.3675 | 340.32
2021-10-19 | 13.603 | 13.0264 | 11.9487 | 12.634 | 13.754 | 13.0264 | 11.9487 | 11.7132 | 7.997 | 5.3132 | 3.1532 | 2.0302 | 2.9358 | 2.9358 | 1.1668 | 1.4385 | 5.0551 | 13.754 | 18.9977 | 19.0943 | 18.9977 | 18.6943 | 17.7223 | 17.7223 | 258.6626
2021-10-20 | 18.9947 | 19.0943 | 19.0943 | 19.0943 | 19.0943 | 19.0943 | 19.0943 | 19.0943 | 19.0943 | 19.0943 | 19.0943 | 18.9977 | 17.6302 | 18.3819 | 18.406 | 18.7743 | 18.7743 | 18.9736 | 18.9736 | 18.7502 | 18.3819 | 18.406 | 19.0823 | 19.0943 | 452.5645
2021-10-21 | 19.0943 | 19.0943 | 19.0943 | 19.0943 | 19.0943 | 19.0943 | 19.0943 | 19.0823 | 18.9977 | 18.406 | 18.7743 | 18.9977 | 19.0943 | 19.0943 | 19.0943 | 19.0943 | 19.0943 | 19.0943 | 19.0943 | 19.0943 | 19.0943 | 19.0943 | 19.0943 | 19.0943 | 457.0506
2021-10-22 | 19.0943 | 19.0943 | 19.0943 | 19.0943 | 19.0943 | 18.9947 | 18.6943 | 17.7781 | 15.3238 | 11.7132 | 11.7132 | 10.566 | 8.9721 | 7.5834 | 5.3132 | 3.3706 | 2.3925 | 1.7343 | 1.043 | 0.6717 | 0.47849 | 0.79547 | 2.2113 | 4.2808 | 239.1019
2021-10-23 | 6.2279 | 7.1849 | 7.997 | 9.3857 | 11.3721 | 13.3675 | 14.9374 | 15.1728 | 16.8362 | 18.326 | 18.7743 | 18.7502 | 18.7713 | 18.9736 | 18.9947 | 18.9977 | 19.0792 | 19.0792 | 19.0823 | 19.0823 | 19.0823 | 19.0943 | 19.0943 | 19.0943 | 386.7577
2021-10-24 | 19.0823 | 18.9977 | 18.9736 | 18.9977 | 18.7502 | 16.7804 | 14.9374 | 13.754 | 13.603 | 11.9487 | 11.9487 | 15.1728 | 15.4158 | 15.3238 | 15.1728 | 15.1728 | 15.4158 | 16.7804 | 16.8362 | 16.8362 | 16.5374 | 15.3238 | 13.603 | 11.3721 | 376.7366
2021-10-25 | 10.1192 | 13.603 | 15.3238 | 16.6883 | 17.6302 | 17.6302 | 18.234 | 18.403 | 18.7713 | 18.9947 | 19.0823 | 19.0823 | 19.0823 | 19.0943 | 19.0823 | 18.9977 | 18.7502 | 18.234 | 15.3238 | 13.603 | 13.603 | 13.603 | 13.3675 | 13.0264 | 399.3298
2021-10-26 | 12.634 | 11.7132 | 10.1192 | 9.3857 | 8.5736 | 8.3894 | 9.3857 | 10.9796 | 13.603 | 18.234 | 18.6943 | 18.7713 | 18.9977 | 19.0823 | 19.0823 | 19.0943 | 19.0943 | 19.0823 | 18.9947 | 18.326 | 18.326 | 18.326 | 17.6302 | 15.3238 | 371.843
2021-10-27 | 11.7132 | 7.997 | 7.1849 | 7.997 | 10.566 | 13.3675 | 15.1728 | 15.4158 | 15.3238 | 13.754 | 13.754 | 12.634 | 11.9487 | 10.9796 | 9.7781 | 10.566 | 7.5834 | 5.3132 | 4.797 | 5.6181 | 5.923 | 5.3132 | 5.6181 | 5.0551 | 233.3736
2021-10-28 | 4.5389 | 4.797 | 5.6181 | 6.8377 | 5.923 | 6.8377 | 7.5834 | 7.5834 | 6.8377 | 5.6181 | 4.2808 | 2.3925 | 1.1668 | 1.1668 | 1.2906 | 1.5864 | 2.0302 | 2.7547 | 3.1532 | 2.5736 | 2.0302 | 1.2906 | 1.043 | 0.57509 | 89.5094
2021-10-29 | 0 | 0 | 0 | 0 | 0 | 0 | 0 | 0 | 0 | 0.28528 | 0.47849 | 0.91925 | 1.4385 | 3.3706 | 7.5834 | 11.9487 | 15.1728 | 15.1728 | 12.634 | 10.566 | 12.634 | 14.9374 | 13.754 | 13.0264 | 133.9215
2021-10-30 | 9.7781 | 6.5328 | 7.5834 | 8.3894 | 11.3721 | 16.5374 | 18.9736 | 19.0943 | 19.0943 | 18.9947 | 15.1728 | 10.1192 | 6.5328 | 4.2808 | 3.8053 | 5.0551 | 8.5736 | 11.9487 | 13.754 | 15.1728 | 16.5374 | 16.5374 | 15.4158 | 15.3238 | 294.5796
2021-10-31 | 15.1728 | 13.0264 | 9.3857 | 5.923 | 2.7547 | 1.043 | 0.79547 | 2.5736 | 6.5328 | 9.7781 | 13.3675 | 18.3819 | 19.0943 | 19.0943 | 19.0943 | 19.0943 | 19.0943 | 19.0943 | 19.0943 | 17.7781 | 7.1849 | 0.47849 | 0 | 0 | 257.837
2021-11-01 | 0 | 0 | 0 | 0 | 0 | 0.91925 | 3.3706 | 7.1849 | 12.634 | 15.3238 | 17.6302 | 18.7713 | 19.0823 | 19.0943 | 19.0943 | 19.0943 | 19.0943 | 19.0943 | 19.0823 | 19.0823 | 18.9977 | 18.7502 | 18.326 | 18.234 | 302.8604
2021-11-02 | 16.7804 | 15.1728 | 13.0264 | 11.9487 | 11.3721 | 10.9796 | 10.566 | 10.9796 | 10.1192 | 8.3894 | 7.1849 | 7.1849 | 7.1849 | 6.8377 | 6.8377 | 7.997 | 8.9721 | 9.3857 | 10.1192 | 10.9796 | 10.566 | 10.566 | 11.3721 | 11.9487 | 246.4709
2021-11-03 | 13.0264 | 13.754 | 14.9374 | 15.4158 | 16.7804 | 18.234 | 18.3819 | 18.326 | 18.234 | 18.234 | 18.7502 | 18.7743 | 18.9977 | 18.9977 | 18.9977 | 18.9977 | 18.9977 | 18.9977 | 18.7743 | 18.6943 | 18.326 | 18.3819 | 18.6943 | 18.406 | 428.1117
2021-11-04 | 18.326 | 18.234 | 18.3819 | 18.3819 | 18.326 | 17.7781 | 17.6302 | 17.4792 | 16.5374 | 15.1728 | 13.754 | 15.3238 | 15.1728 | 14.9374 | 13.0264 | 12.634 | 13.603 | 13.3675 | 15.1728 | 16.7804 | 17.4792 | 17.6302 | 17.6302 | 16.5374 | 389.2966
2021-11-05 | 15.1728 | 15.4158 | 16.6883 | 16.5374 | 13.754 | 13.603 | 13.3675 | 13.0264 | 13.0264 | 11.9487 | 13.603 | 15.3238 | 16.8362 | 17.7781 | 18.234 | 17.7223 | 16.8362 | 16.5374 | 15.3238 | 13.754 | 13.603 | 13.754 | 13.603 | 13.754 | 359.203
2021-11-06 | 13.603 | 12.634 | 11.9487 | 12.634 | 13.3675 | 15.1728 | 18.234 | 18.9977 | 19.0943 | 19.0943 | 19.0943 | 19.0943 | 19.0943 | 19.0943 | 19.0943 | 0 | 0 | 19.0943 | 19.0943 | 19.0943 | 19.0943 | 19.0943 | 0 | 0 | 345.7238
2021-11-07 | 0 | 0 | 0 | 0 | 0 | 0 | 0 | 0 | 19.0943 | 19.0943 | 19.0943 | 19.0943 | 19.0943 | 19.0943 | 19.0943 | 19.0943 | 19.0943 | 19.0943 | 18.9977 | 17.7781 | 15.1728 | 13.0264 | 11.7132 | 11.3721 | 279.0038
2021-11-08 | 8.9721 | 4.2808 | 1.043 | 0 | 0.38189 | 3.3706 | 7.5834 | 10.566 | 13.0264 | 13.0264 | 12.634 | 13.3675 | 15.3238 | 18.234 | 18.406 | 18.7743 | 18.9977 | 19.0823 | 18.9977 | 18.406 | 16.7804 | 16.7804 | 17.4792 | 18.9947 | 304.5087
2021-11-09 | 18.9977 | 18.9977 | 18.9977 | 18.7743 | 17.7781 | 16.6883 | 15.3238 | 16.5374 | 17.4792 | 18.6943 | 18.9736 | 18.7743 | 18.7743 | 18.7743 | 18.406 | 17.7223 | 16.7804 | 16.5374 | 16.5374 | 16.6883 | 15.4158 | 16.6883 | 18.234 | 18.6943 | 425.2694
2021-11-10 | 18.3819 | 17.7781 | 17.7223 | 17.7781 | 17.4792 | 16.5374 | 16.5374 | 15.4158 | 15.1728 | 13.603 | 11.9487 | 13.3675 | 14.9374 | 15.1728 | 16.8362 | 18.326 | 18.7713 | 18.9977 | 19.0823 | 19.0943 | 19.0943 | 19.0943 | 19.0943 | 19.0943 | 409.3177
2021-11-11 | 19.0943 | 19.0943 | 19.0823 | 18.3819 | 13.754 | 10.1192 | 6.5328 | 4.0226 | 2.0302 | 0.57509 | 0 | 0 | 0.28528 | 3.3706 | 8.5736 | 13.0264 | 15.4158 | 17.4792 | 18.326 | 18.7713 | 19.0943 | 19.0943 | 19.0943 | 19.0943 | 284.3125
2021-11-12 | 19.0823 | 19.0823 | 18.7713 | 16.7804 | 13.754 | 13.0264 | 11.3721 | 10.1192 | 8.9721 | 7.997 | 6.2279 | 4.0226 | 3.3706 | 3.3706 | 3.3706 | 2.0302 | 0.47849 | 0.79547 | 2.0302 | 4.2808 | 5.6181 | 6.8377 | 7.1849 | 7.5834 | 196.1585
2021-11-13 | 8.5736 | 7.997 | 7.5834 | 7.1849 | 7.1849 | 7.1849 | 5.923 | 4.5389 | 3.3706 | 2.5736 | 1.5864 | 0.57509 | 0 | 0 | 0 | 0 | 0 | 0 | 0 | 1.1668 | 2.7547 | 5.6181 | 8.5736 | 10.9796 | 93.3691
2021-11-14 | 11.9487 | 12.634 | 13.0264 | 11.9487 | 11.9487 | 13.0264 | 13.603 | 13.754 | 13.754 | 13.754 | 16.5374 | 13.754 | 10.566 | 11.3721 | 13.0264 | 15.1728 | 15.1728 | 14.9374 | 10.9796 | 9.7781 | 7.997 | 6.8377 | 5.923 | 4.797 | 286.2491
2021-11-15 | 5.3132 | 6.8377 | 7.1849 | 6.2279 | 5.6181 | 6.8377 | 6.5328 | 5.3132 | 4.797 | 4.5389 | 3.3706 | 2.7547 | 3.1532 | 5.0551 | 6.5328 | 8.3894 | 10.566 | 11.3721 | 11.9487 | 13.0264 | 13.3675 | 13.0264 | 13.0264 | 15.1728 | 189.9638
2021-11-16 | 16.5374 | 16.8362 | 17.7223 | 18.326 | 18.7502 | 19.0823 | 19.0943 | 19.0943 | 19.0943 | 19.0943 | 19.0943 | 19.0943 | 19.0943 | 19.0943 | 19.0943 | 19.0823 | 19.0823 | 18.9736 | 18.234 | 18.6943 | 18.9977 | 18.9977 | 18.9977 | 18.9977 | 449.1608
2021-11-17 | 18.9977 | 18.9977 | 18.9977 | 18.9977 | 18.9947 | 18.9947 | 18.9977 | 18.7713 | 18.6943 | 18.7713 | 18.7713 | 18.9736 | 19.0792 | 19.0823 | 19.0823 | 18.7713 | 18.234 | 14.9374 | 11.7132 | 11.3721 | 12.634 | 12.634 | 15.1728 | 18.9977 | 418.6702
2021-11-18 | 19.0943 | 19.0943 | 19.0943 | 19.0943 | 19.0943 | 19.0943 | 19.0943 | 19.0943 | 19.0943 | 19.0943 | 19.0943 | 19.0943 | 19.0943 | 19.0943 | 19.0943 | 19.0943 | 19.0943 | 19.0943 | 19.0943 | 19.0943 | 19.0943 | 19.0943 | 19.0943 | 19.0943 | 458.2642
2021-11-19 | 19.0943 | 19.0943 | 19.0943 | 19.0943 | 19.0943 | 19.0943 | 19.0943 | 19.0943 | 18.7743 | 17.7223 | 18.234 | 18.403 | 18.9977 | 19.0823 | 19.0943 | 19.0943 | 19.0943 | 19.0943 | 19.0943 | 19.0943 | 19.0943 | 19.0943 | 19.0943 | 19.0943 | 454.9117
2021-11-20 | 19.0943 | 19.0823 | 19.0823 | 19.0823 | 19.0943 | 19.0823 | 18.234 | 15.3238 | 14.9374 | 13.754 | 15.3238 | 18.406 | 19.0823 | 19.0943 | 19.0943 | 19.0943 | 19.0943 | 19.0943 | 19.0943 | 19.0943 | 19.0943 | 19.0943 | 19.0943 | 19.0943 | 439.6166
2021-11-21 | 19.0943 | 19.0943 | 19.0943 | 19.0823 | 19.0823 | 18.9977 | 18.9977 | 18.7743 | 18.7713 | 18.7502 | 18.7743 | 18.406 | 18.234 | 16.6883 | 15.3238 | 13.754 | 13.3675 | 12.634 | 11.9487 | 11.7132 | 11.3721 | 11.3721 | 10.566 | 11.7132 | 385.606
2021-11-22 | 14.9374 | 15.4158 | 16.6883 | 17.6302 | 18.234 | 18.326 | 18.403 | 18.403 | 18.3819 | 18.326 | 17.7223 | 18.3819 | 18.403 | 18.3819 | 18.3819 | 18.403 | 18.406 | 18.3819 | 18.234 | 17.6302 | 17.7223 | 16.8362 | 16.5374 | 16.5374 | 424.7049
2021-11-23 | 16.5374 | 16.5374 | 16.6883 | 17.6302 | 17.6302 | 16.8362 | 17.6302 | 17.7781 | 16.6883 | 17.7781 | 18.234 | 17.7223 | 18.3819 | 18.406 | 18.7713 | 18.7743 | 18.9736 | 18.9947 | 18.9736 | 18.7743 | 18.7502 | 18.7743 | 18.9977 | 19.0823 | 433.3449
2021-11-24 | 19.0823 | 19.0943 | 18.7743 | 18.7502 | 18.7502 | 17.4792 | 15.1728 | 15.1728 | 15.4158 | 16.5374 | 16.6883 | 16.7804 | 17.6302 | 18.326 | 18.6943 | 18.9977 | 19.0823 | 19.0943 | 19.0943 | 19.0943 | 19.0943 | 19.0943 | 19.0943 | 19.0943 | 434.0891
2021-11-25 | 19.0943 | 19.0943 | 19.0943 | 19.0943 | 19.0943 | 19.0943 | 18.9736 | 18.403 | 17.6302 | 15.4158 | 13.754 | 14.9374 | 16.5374 | 16.5374 | 16.5374 | 15.4158 | 15.3238 | 17.6302 | 18.7743 | 19.0792 | 19.0792 | 18.9736 | 18.9736 | 19.0823 | 425.6242
2021-11-26 | 19.0943 | 19.0943 | 19.0943 | 19.0943 | 19.0943 | 19.0943 | 19.0943 | 19.0943 | 19.0943 | 19.0943 | 19.0943 | 19.0943 | 0 | 0 | 0 | 0 | 0 | 0 | 0 | 0 | 0 | 0 | 19.0943 | 19.0943 | 267.3208
2021-11-27 | 19.0943 | 19.0943 | 19.0943 | 19.0943 | 19.0943 | 19.0943 | 19.0943 | 19.0943 | 19.0943 | 19.0943 | 19.0943 | 19.0943 | 19.0823 | 18.9977 | 18.7743 | 18.6943 | 18.406 | 17.7781 | 16.8362 | 16.5374 | 15.1728 | 13.603 | 11.7132 | 9.3857 | 424.1132
2021-11-28 | 7.1849 | 5.0551 | 3.5879 | 3.1532 | 3.3706 | 3.5879 | 4.0226 | 5.6181 | 8.5736 | 10.566 | 11.7132 | 12.634 | 11.9487 | 10.9796 | 11.3721 | 10.9796 | 9.7781 | 7.5834 | 5.0551 | 2.9358 | 1.2906 | 0.28528 | 0 | 0.28528 | 151.5608
2021-11-29 | 0.91925 | 1.4385 | 2.0302 | 2.7547 | 3.8053 | 5.6181 | 8.3894 | 11.9487 | 16.5374 | 18.406 | 18.9977 | 19.0943 | 19.0943 | 19.0943 | 19.0943 | 19.0943 | 19.0943 | 19.0943 | 19.0943 | 19.0792 | 18.7502 | 17.7223 | 15.3238 | 14.9374 | 329.4128
2021-11-30 | 13.603 | 12.634 | 13.0264 | 10.9796 | 8.5736 | 5.6181 | 2.0302 | 0.38189 | 0 | 0 | 0 | 0 | 0 | 0 | 0 | 0 | 0 | 0 | 0 | 0.38189 | 0.6717 | 1.5864 | 3.8053 | 7.1849 | 80.477
2021-12-01 | 10.566 | 13.0264 | 15.4158 | 17.7223 | 18.403 | 18.7502 | 18.7743 | 18.9977 | 18.9736 | 18.9736 | 18.9977 | 19.0792 | 19.0823 | 19.0823 | 19.0943 | 19.0943 | 19.0943 | 19.0943 | 19.0943 | 19.0943 | 19.0943 | 19.0943 | 19.0943 | 19.0943 | 436.7879
2021-12-02 | 19.0943 | 19.0943 | 19.0943 | 19.0943 | 19.0943 | 19.0943 | 18.9977 | 18.7502 | 17.7781 | 15.1728 | 9.7781 | 5.6181 | 4.2808 | 3.8053 | 4.2808 | 4.5389 | 4.5389 | 5.0551 | 4.797 | 6.5328 | 8.9721 | 12.634 | 15.3238 | 18.326 | 293.7464
2021-12-03 | 17.7781 | 18.326 | 18.7743 | 19.0823 | 19.0823 | 18.9947 | 18.7743 | 18.9977 | 18.9977 | 19.0823 | 19.0823 | 19.0823 | 18.7743 | 17.7781 | 16.5374 | 13.0264 | 9.3857 | 7.5834 | 6.5328 | 3.5879 | 2.5736 | 3.8053 | 4.5389 | 3.5879 | 333.766
2021-12-04 | 2.0302 | 1.8823 | 1.5864 | 0.79547 | 0.57509 | 1.043 | 2.2113 | 4.5389 | 7.5834 | 13.754 | 18.6943 | 19.0943 | 19.0943 | 19.0943 | 19.0943 | 19.0943 | 19.0943 | 19.0943 | 19.0943 | 19.0943 | 19.0943 | 19.0943 | 19.0943 | 19.0943 | 302.9208
2021-12-05 | 19.0943 | 19.0943 | 19.0943 | 19.0943 | 19.0943 | 19.0943 | 19.0823 | 18.7743 | 18.3819 | 17.4792 | 15.1728 | 11.7132 | 8.3894 | 5.923 | 4.797 | 3.1532 | 1.4385 | 0 | 0 | 0 | 0.38189 | 2.3925 | 5.6181 | 10.1192 | 257.3826
2021-12-06 | 13.754 | 16.5374 | 18.234 | 18.6943 | 18.9977 | 19.0943 | 19.0943 | 19.0943 | 19.0943 | 19.0943 | 18.9947 | 18.326 | 16.5374 | 16.5374 | 15.4158 | 15.4158 | 16.5374 | 16.7804 | 17.7781 | 18.326 | 18.7713 | 18.9947 | 18.7743 | 18.6943 | 427.5728
2021-12-07 | 18.403 | 18.234 | 16.8362 | 15.1728 | 10.9796 | 6.8377 | 2.7547 | 0.38189 | 0.6717 | 3.8053 | 7.997 | 13.0264 | 16.6883 | 18.406 | 19.0823 | 19.0943 | 19.0943 | 19.0943 | 19.0943 | 19.0943 | 19.0943 | 19.0943 | 19.0943 | 19.0943 | 341.126
2021-12-08 | 19.0943 | 19.0943 | 19.0943 | 19.0823 | 18.7502 | 17.7223 | 18.3819 | 18.7743 | 18.7743 | 18.7743 | 18.406 | 17.7781 | 16.6883 | 15.1728 | 13.3675 | 11.3721 | 8.5736 | 5.923 | 4.2808 | 3.5879 | 3.3706 | 3.3706 | 3.5879 | 3.5879 | 316.6098
2021-12-09 | 3.1532 | 2.3925 | 2.5736 | 4.5389 | 6.5328 | 6.2279 | 4.797 | 3.8053 | 3.5879 | 3.8053 | 4.0226 | 4.5389 | 5.3132 | 5.0551 | 5.0551 | 6.5328 | 8.9721 | 11.3721 | 13.603 | 14.9374 | 13.754 | 11.9487 | 11.7132 | 13.603 | 171.8355
2021-12-10 | 15.1728 | 15.1728 | 15.3238 | 15.3238 | 15.3238 | 16.5374 | 16.8362 | 15.3238 | 13.754 | 13.754 | 12.634 | 11.7132 | 10.9796 | 10.566 | 10.9796 | 11.9487 | 13.0264 | 12.634 | 11.9487 | 12.634 | 13.3675 | 13.754 | 13.3675 | 12.634 | 324.7094
2021-12-11 | 11.3721 | 11.3721 | 9.7781 | 8.5736 | 6.5328 | 6.2279 | 8.3894 | 10.566 | 13.0264 | 15.1728 | 16.5374 | 16.6883 | 18.6943 | 18.6943 | 18.7713 | 17.7223 | 15.1728 | 11.9487 | 11.3721 | 10.9796 | 10.566 | 10.9796 | 10.9796 | 10.566 | 300.6838
2021-12-12 | 10.566 | 11.7132 | 11.7132 | 10.9796 | 10.566 | 10.9796 | 10.9796 | 10.1192 | 9.3857 | 9.3857 | 8.3894 | 6.5328 | 5.0551 | 3.8053 | 3.8053 | 4.2808 | 5.923 | 10.9796 | 17.7223 | 19.0823 | 18.9977 | 19.0943 | 19.0943 | 19.0943 | 268.2445
2021-12-13 | 19.0943 | 19.0943 | 19.0943 | 19.0943 | 19.0943 | 19.0943 | 19.0943 | 19.0943 | 19.0823 | 18.6943 | 16.6883 | 15.3238 | 15.1728 | 16.5374 | 16.7804 | 17.7223 | 18.234 | 17.7781 | 16.8362 | 16.8362 | 15.4158 | 14.9374 | 15.4158 | 16.5374 | 420.7472
2021-12-14 | 15.1728 | 16.5374 | 17.7781 | 18.7502 | 18.9736 | 19.0823 | 19.0943 | 19.0943 | 19.0943 | 19.0943 | 19.0943 | 19.0943 | 19.0943 | 19.0943 | 19.0943 | 19.0943 | 19.0943 | 19.0943 | 19.0943 | 19.0943 | 19.0943 | 19.0943 | 19.0943 | 19.0943 | 449.9925
2021-12-15 | 19.0943 | 19.0943 | 19.0943 | 19.0943 | 19.0943 | 19.0943 | 19.0943 | 19.0823 | 18.9977 | 18.9977 | 19.0823 | 19.0943 | 19.0943 | 19.0823 | 18.9977 | 18.7743 | 18.3819 | 17.4792 | 16.5374 | 15.1728 | 13.754 | 11.9487 | 8.9721 | 7.5834 | 414.6928
2021-12-16 | 5.923 | 4.2808 | 2.9358 | 2.3925 | 2.5736 | 4.5389 | 7.997 | 10.9796 | 13.754 | 15.3238 | 15.1728 | 14.9374 | 14.9374 | 15.1728 | 14.9374 | 15.1728 | 14.9374 | 13.754 | 13.603 | 13.603 | 13.754 | 13.603 | 12.634 | 10.9796 | 267.8974
2021-12-17 | 9.7781 | 8.5736 | 6.8377 | 5.923 | 4.797 | 3.5879 | 2.7547 | 2.2113 | 1.7343 | 1.4385 | 1.043 | 0.79547 | 0.57509 | 0.47849 | 0.18868 | 0 | 0 | 0 | 0 | 0 | 0 | 0 | 0 | 0.28528 | 51.0023
2021-12-18 | 0.6717 | 0.91925 | 1.043 | 1.043 | 0.91925 | 0.79547 | 0.91925 | 1.1668 | 1.7343 | 2.3925 | 3.1532 | 4.0226 | 4.5389 | 4.5389 | 4.2808 | 4.0226 | 3.1532 | 2.2113 | 1.7343 | 1.1668 | 0.79547 | 1.043 | 1.5864 | 2.0302 | 49.8823
2021-12-19 | 2.3925 | 2.3925 | 2.2113 | 1.8823 | 1.5864 | 1.2906 | 1.043 | 0.6717 | 0.47849 | 0.18868 | 0 | 0 | 0 | 0 | 0.38189 | 0.6717 | 0.91925 | 1.1668 | 1.4385 | 1.7343 | 1.8823 | 1.7343 | 1.4385 | 1.1668 | 26.6717
2021-12-20 | 0.6717 | 0.18868 | 0 | 0 | 0 | 0 | 0 | 0 | 0 | 0 | 0 | 0 | 0 | 0 | 0 | 0 | 0 | 0 | 0 | 0 | 0 | 0 | 0 | 0 | 0.86038
2021-12-21 | 0 | 0 | 0.28528 | 0.47849 | 0.38189 | 0.28528 | 0.18868 | 0 | 0 | 0 | 0 | 0 | 0 | 0 | 0 | 0 | 0 | 0 | 0 | 0 | 0 | 0 | 0 | 0 | 1.6196
2021-12-22 | 0 | 0 | 0 | 0 | 0 | 0 | 0 | 0 | 0 | 0 | 0 | 0 | 0 | 0 | 0 | 0 | 0 | 0 | 0 | 0 | 0 | 0 | 0 | 0 | 0
2021-12-23 | 0 | 0 | 0.91925 | 1.7343 | 2.9358 | 4.5389 | 6.2279 | 7.1849 | 8.9721 | 10.9796 | 13.0264 | 13.754 | 14.9374 | 15.3238 | 16.6883 | 16.8362 | 17.7781 | 18.234 | 16.5374 | 13.754 | 12.634 | 11.9487 | 13.0264 | 13.754 | 251.7253
2021-12-24 | 13.754 | 13.754 | 13.754 | 13.754 | 13.3675 | 13.754 | 15.1728 | 16.5374 | 16.8362 | 18.3819 | 18.403 | 18.326 | 17.6302 | 17.7223 | 18.234 | 18.403 | 18.406 | 18.6943 | 18.406 | 18.403 | 18.3819 | 18.234 | 18.234 | 17.7223 | 404.2657
2021-12-25 | 17.6302 | 17.4792 | 16.8362 | 16.7804 | 16.7804 | 16.8362 | 17.4792 | 17.6302 | 17.7223 | 17.7781 | 17.7223 | 17.4792 | 17.4792 | 17.6302 | 18.234 | 18.406 | 18.6943 | 18.6943 | 18.6943 | 18.7502 | 18.7743 | 18.7743 | 18.9947 | 18.9977 | 430.2777
2021-12-26 | 18.9977 | 18.9977 | 18.9977 | 18.9947 | 18.7743 | 18.7743 | 18.9736 | 18.9736 | 18.9947 | 18.9947 | 19.0823 | 19.0823 | 19.0823 | 19.0823 | 19.0792 | 19.0792 | 19.0792 | 18.9977 | 18.9947 | 18.9977 | 18.7713 | 18.6943 | 18.406 | 18.3819 | 454.2838
2021-12-27 | 18.234 | 17.7223 | 16.8362 | 16.5374 | 15.1728 | 13.0264 | 10.566 | 8.5736 | 6.8377 | 5.3132 | 4.5389 | 4.0226 | 3.1532 | 2.5736 | 2.3925 | 2.0302 | 2.0302 | 1.8823 | 1.4385 | 0.91925 | 0.38189 | 0 | 0 | 0 | 154.1826
2021-12-28 | 0 | 0 | 0 | 0 | 0 | 0 | 0 | 0 | 0 | 0 | 0 | 0 | 0 | 0 | 0 | 0 | 0.38189 | 1.043 | 1.4385 | 1.5864 | 2.2113 | 1.8823 | 1.1668 | 1.2906 | 11.0008
2021-12-29 | 1.2906 | 0.6717 | 1.1668 | 1.2906 | 1.7343 | 4.0226 | 7.1849 | 8.5736 | 10.9796 | 13.603 | 16.6883 | 18.406 | 18.7502 | 16.8362 | 14.9374 | 10.9796 | 13.603 | 19.0943 | 19.0943 | 19.0943 | 19.0943 | 19.0943 | 19.0943 | 19.0943 | 294.3789
2021-12-30 | 19.0943 | 19.0943 | 19.0943 | 19.0943 | 19.0823 | 18.9977 | 18.6943 | 18.3819 | 18.7713 | 18.7743 | 18.9947 | 18.9947 | 18.9947 | 18.7743 | 18.7713 | 18.9736 | 19.0823 | 19.0792 | 18.7743 | 18.403 | 17.7781 | 16.5374 | 13.603 | 11.7132 | 437.5532
2021-12-31 | 11.9487 | 10.9796 | 11.9487 | 11.7132 | 10.9796 | 8.9721 | 7.1849 | 5.923 | 5.0551 | 4.0226 | 3.1532 | 2.7547 | 2.7547 | 1.4385 | 0.79547 | 0.47849 | 0.79547 | 0.79547 | 1.8823 | 2.3925 | 2.3925 | 3.1532 | 4.0226 | 5.3132 | 120.8498

## Actual H2
DATE AND TIME | 0:00 | 1:00 | 2:00 | 3:00 | 4:00 | 5:00 | 6:00 | 7:00 | 8:00 | 9:00 | 10:00 | 11:00 | 12:00 | 13:00 | 14:00 | 15:00 | 16:00 | 17:00 | 18:00 | 19:00 | 20:00 | 21:00 | 22:00 | 23:00 | Total
2021-01-01 | 18.7502 | 18.7713 | 18.7713 | 18.406 | 18.234 | 17.7223 | 17.4792 | 16.8362 | 16.5374 | 16.5374 | 15.1728 | 13.754 | 13.754 | 13.603 | 13.754 | 15.1728 | 14.9374 | 13.754 | 13.3675 | 11.9487 | 11.3721 | 10.566 | 11.7132 | 11.9487 | 362.8634
2021-01-02 | 13.3675 | 13.754 | 13.754 | 13.754 | 13.603 | 13.3675 | 13.3675 | 13.0264 | 11.7132 | 10.9796 | 10.1192 | 10.566 | 11.7132 | 12.634 | 13.0264 | 13.603 | 13.754 | 13.754 | 13.754 | 14.9374 | 14.9374 | 15.3238 | 16.5374 | 16.6883 | 322.0347 |  | Total kg | 82496.6717
2021-01-03 | 16.7804 | 16.8362 | 16.8362 | 17.4792 | 16.6883 | 16.5374 | 15.1728 | 15.1728 | 13.754 | 11.7132 | 8.9721 | 6.2279 | 4.5389 | 3.8053 | 3.3706 | 3.8053 | 4.2808 | 4.2808 | 4.5389 | 4.5389 | 4.2808 | 3.5879 | 2.7547 | 2.0302 | 217.9834
2021-01-04 | 1.1668 | 0.57509 | 0.28528 | 0 | 0 | 0 | 0 | 0.28528 | 0.47849 | 0.47849 | 0.38189 | 0.38189 | 0.57509 | 0.91925 | 1.4385 | 2.2113 | 2.7547 | 3.3706 | 3.5879 | 3.5879 | 3.8053 | 3.5879 | 3.5879 | 3.8053 | 37.2649
2021-01-05 | 4.2808 | 4.797 | 4.797 | 4.5389 | 4.2808 | 3.8053 | 3.5879 | 3.5879 | 3.8053 | 3.8053 | 3.5879 | 3.8053 | 3.8053 | 3.8053 | 3.3706 | 2.5736 | 2.0302 | 1.5864 | 1.1668 | 0.79547 | 0.47849 | 0.18868 | 0 | 0 | 68.48
2021-01-06 | 0.28528 | 0.47849 | 0.6717 | 0.91925 | 0.91925 | 1.043 | 1.2906 | 1.8823 | 2.5736 | 3.5879 | 4.2808 | 4.5389 | 5.3132 | 6.8377 | 8.5736 | 10.566 | 11.7132 | 12.634 | 13.754 | 15.3238 | 16.5374 | 16.5374 | 14.9374 | 13.0264 | 168.2249 |  | Max daily | 452.8302 | kg
2021-01-07 | 15.1728 | 16.5374 | 16.7804 | 15.4158 | 13.3675 | 10.1192 | 7.997 | 7.1849 | 6.8377 | 7.1849 | 7.5834 | 8.9721 | 11.3721 | 13.754 | 16.5374 | 16.8362 | 16.7804 | 15.3238 | 13.754 | 13.754 | 15.4158 | 17.4792 | 17.7223 | 16.6883 | 318.5706 |  | Min daily | 0
2021-01-08 | 15.4158 | 16.6883 | 17.6302 | 16.8362 | 16.7804 | 16.5374 | 15.1728 | 15.1728 | 15.1728 | 14.9374 | 13.603 | 11.3721 | 9.3857 | 8.5736 | 8.5736 | 7.5834 | 4.797 | 2.9358 | 2.5736 | 2.7547 | 3.8053 | 5.6181 | 6.8377 | 8.3894 | 257.1472
2021-01-09 | 10.1192 | 13.0264 | 15.3238 | 18.326 | 18.403 | 18.8679 | 18.8679 | 18.8679 | 18.8679 | 18.8679 | 18.8679 | 18.8679 | 18.8679 | 18.8679 | 18.8679 | 18.8679 | 18.7743 | 18.403 | 18.406 | 18.3819 | 16.6883 | 13.754 | 11.7132 | 10.566 | 409.4325
2021-01-10 | 10.566 | 11.7132 | 13.3675 | 13.754 | 14.9374 | 13.754 | 13.754 | 13.0264 | 11.9487 | 11.7132 | 10.1192 | 8.3894 | 5.923 | 4.0226 | 3.5879 | 4.5389 | 7.5834 | 11.7132 | 15.1728 | 16.6883 | 17.6302 | 18.234 | 18.326 | 18.406 | 288.8694 |  | Max month | 10070.1298
2021-01-11 | 18.8679 | 18.8679 | 18.8679 | 18.6943 | 15.3238 | 9.7781 | 5.6181 | 4.5389 | 5.923 | 8.3894 | 8.5736 | 8.3894 | 7.1849 | 8.3894 | 10.566 | 13.603 | 15.3238 | 16.6883 | 16.8362 | 17.7223 | 18.403 | 18.406 | 18.6943 | 18.7502 | 322.4 |  | Min month | 3373.9049
2021-01-12 | 18.7743 | 18.8679 | 18.8679 | 18.8679 | 18.7502 | 18.326 | 16.8362 | 15.1728 | 13.3675 | 12.634 | 12.634 | 12.634 | 13.0264 | 13.754 | 14.9374 | 15.1728 | 15.1728 | 13.603 | 11.7132 | 9.3857 | 7.5834 | 6.2279 | 5.0551 | 4.5389 | 325.9034
2021-01-13 | 3.8053 | 3.1532 | 2.5736 | 2.2113 | 1.7343 | 1.4385 | 1.1668 | 1.1668 | 1.1668 | 0.79547 | 0 | 0 | 0.28528 | 0.6717 | 1.4385 | 2.3925 | 3.8053 | 5.3132 | 6.8377 | 8.3894 | 10.1192 | 11.7132 | 13.3675 | 13.0264 | 96.5721 |  |  | 7698
2021-01-14 | 11.9487 | 11.9487 | 13.0264 | 13.603 | 13.754 | 13.754 | 14.9374 | 15.1728 | 16.5374 | 16.6883 | 16.7804 | 16.8362 | 17.7223 | 17.6302 | 17.7781 | 17.7781 | 16.7804 | 15.1728 | 13.754 | 13.0264 | 11.3721 | 10.1192 | 8.9721 | 8.5736 | 343.6664
2021-01-15 | 9.3857 | 10.566 | 11.3721 | 12.634 | 12.634 | 10.1192 | 7.997 | 6.5328 | 7.1849 | 6.5328 | 5.0551 | 3.1532 | 2.7547 | 2.3925 | 2.3925 | 3.3706 | 5.923 | 9.7781 | 13.754 | 16.7804 | 18.403 | 18.8679 | 18.8679 | 18.8679 | 235.3192
2021-01-16 | 18.8679 | 18.8679 | 18.8679 | 18.8679 | 18.8679 | 18.8679 | 18.8679 | 18.8679 | 18.326 | 16.5374 | 15.4158 | 16.6883 | 18.7743 | 18.8679 | 18.8679 | 18.8679 | 18.8679 | 18.8679 | 18.8679 | 18.8679 | 18.8679 | 18.8679 | 18.8679 | 18.8679 | 444.2325
2021-01-17 | 18.8679 | 18.8679 | 18.8679 | 18.8679 | 18.8679 | 18.8679 | 18.8679 | 18.8679 | 18.7743 | 17.6302 | 16.6883 | 16.5374 | 15.1728 | 15.1728 | 13.754 | 15.3238 | 17.4792 | 18.406 | 18.7743 | 18.6943 | 18.406 | 18.7713 | 18.8679 | 18.8679 | 428.2642
2021-01-18 | 18.8679 | 18.8679 | 18.8679 | 18.8679 | 18.7743 | 18.8679 | 18.7743 | 18.403 | 18.326 | 18.326 | 18.326 | 18.403 | 18.3819 | 18.403 | 18.406 | 18.403 | 18.326 | 17.7781 | 17.6302 | 17.4792 | 16.6883 | 15.3238 | 13.754 | 13.3675 | 427.6136
2021-01-19 | 12.634 | 10.9796 | 10.1192 | 10.1192 | 10.566 | 10.1192 | 10.1192 | 10.566 | 10.1192 | 9.7781 | 7.997 | 5.923 | 4.5389 | 3.8053 | 2.9358 | 1.8823 | 1.043 | 0.38189 | 0 | 0 | 0 | 0 | 0 | 0 | 133.6272
2021-01-20 | 0 | 0 | 0.57509 | 0.91925 | 1.1668 | 1.4385 | 2.3925 | 3.3706 | 4.2808 | 4.2808 | 3.8053 | 3.1532 | 2.5736 | 2.5736 | 3.1532 | 3.3706 | 3.3706 | 2.7547 | 2.7547 | 5.3132 | 10.1192 | 15.1728 | 17.6302 | 18.6943 | 112.8634
2021-01-21 | 18.7713 | 18.8679 | 18.8679 | 18.8679 | 18.8679 | 18.8679 | 18.8679 | 18.8679 | 18.8679 | 18.8679 | 18.8679 | 18.8679 | 18.8679 | 18.8679 | 18.8679 | 18.8679 | 18.8679 | 18.8679 | 18.8679 | 18.8679 | 18.8679 | 18.8679 | 18.8679 | 18.8679 | 452.7336
2021-01-22 | 18.8679 | 18.8679 | 18.8679 | 18.8679 | 18.8679 | 18.8679 | 18.8679 | 18.8679 | 18.8679 | 18.8679 | 18.8679 | 18.8679 | 18.7743 | 18.7713 | 18.403 | 17.6302 | 16.7804 | 16.6883 | 16.6883 | 15.1728 | 13.754 | 12.634 | 10.566 | 10.1192 | 412.397
2021-01-23 | 9.7781 | 8.9721 | 7.997 | 7.997 | 8.5736 | 9.3857 | 10.1192 | 10.566 | 11.3721 | 11.7132 | 11.3721 | 10.566 | 9.7781 | 8.9721 | 9.3857 | 10.1192 | 10.9796 | 11.3721 | 11.3721 | 10.9796 | 10.566 | 9.7781 | 8.9721 | 8.3894 | 239.0762
2021-01-24 | 7.5834 | 6.8377 | 6.2279 | 5.923 | 5.6181 | 5.3132 | 5.6181 | 6.2279 | 6.2279 | 6.5328 | 6.5328 | 6.8377 | 7.997 | 9.7781 | 12.634 | 15.1728 | 17.6302 | 18.403 | 18.7502 | 18.8679 | 18.8679 | 18.8679 | 18.8679 | 18.7743 | 270.0921
2021-01-25 | 18.8679 | 18.8679 | 18.8679 | 18.8679 | 18.7502 | 17.4792 | 13.754 | 10.9796 | 6.8377 | 3.8053 | 2.2113 | 1.4385 | 1.2906 | 1.5864 | 2.3925 | 3.3706 | 3.8053 | 4.0226 | 3.8053 | 4.2808 | 5.3132 | 5.6181 | 4.5389 | 2.7547 | 193.5064
2021-01-26 | 1.2906 | 0.38189 | 0 | 0 | 0 | 0 | 0 | 0.28528 | 0.91925 | 1.7343 | 2.5736 | 3.3706 | 3.8053 | 4.2808 | 4.797 | 5.3132 | 5.6181 | 6.2279 | 7.1849 | 7.997 | 6.5328 | 4.5389 | 3.3706 | 2.5736 | 72.7955
2021-01-27 | 2.2113 | 1.8823 | 1.8823 | 2.5736 | 4.5389 | 6.8377 | 8.3894 | 9.3857 | 10.566 | 10.1192 | 8.3894 | 7.1849 | 6.5328 | 6.2279 | 5.923 | 5.0551 | 4.5389 | 4.2808 | 3.8053 | 3.1532 | 2.7547 | 2.9358 | 3.8053 | 4.797 | 127.7706
2021-01-28 | 6.2279 | 8.3894 | 9.7781 | 9.7781 | 8.5736 | 8.3894 | 8.3894 | 7.997 | 7.997 | 7.997 | 8.3894 | 8.9721 | 8.9721 | 9.3857 | 10.566 | 11.9487 | 13.754 | 15.3238 | 16.5374 | 17.4792 | 18.234 | 18.403 | 18.403 | 18.3819 | 278.2672
2021-01-29 | 18.326 | 18.234 | 18.234 | 18.234 | 18.7502 | 18.7743 | 18.7502 | 18.7502 | 18.6943 | 18.403 | 18.406 | 17.7781 | 16.7804 | 15.1728 | 13.754 | 13.754 | 13.754 | 13.603 | 13.0264 | 12.634 | 13.0264 | 11.9487 | 11.7132 | 12.634 | 383.1351
2021-01-30 | 10.9796 | 9.7781 | 10.566 | 11.9487 | 13.754 | 15.3238 | 15.4158 | 15.3238 | 13.754 | 12.634 | 10.1192 | 7.5834 | 5.6181 | 4.5389 | 3.8053 | 3.8053 | 4.0226 | 3.8053 | 2.9358 | 1.8823 | 1.1668 | 0.6717 | 0.18868 | 0 | 179.6211
2021-01-31 | 0 | 0 | 0 | 0 | 0 | 0 | 0 | 0 | 0 | 0 | 0 | 0 | 0 | 0 | 0 | 0 | 0 | 0.6717 | 1.1668 | 1.5864 | 1.5864 | 1.7343 | 1.7343 | 1.7343 | 10.2143 | 7940.9419
2021-02-01 | 2.0302 | 2.5736 | 3.5879 | 5.0551 | 6.5328 | 7.5834 | 8.3894 | 8.5736 | 7.997 | 6.5328 | 5.0551 | 3.8053 | 2.7547 | 2.3925 | 2.0302 | 1.7343 | 1.5864 | 1.8823 | 2.2113 | 2.5736 | 3.5879 | 4.5389 | 5.6181 | 6.5328 | 105.1592
2021-02-02 | 7.1849 | 8.9721 | 10.9796 | 13.3675 | 15.1728 | 16.5374 | 17.4792 | 18.234 | 18.406 | 18.7502 | 18.7713 | 18.7743 | 18.8679 | 18.8679 | 18.8679 | 18.8679 | 18.8679 | 18.8679 | 18.8679 | 18.8679 | 18.8679 | 18.8679 | 18.8679 | 18.8679 | 409.0445
2021-02-03 | 18.8679 | 18.8679 | 18.8679 | 18.8679 | 18.8679 | 18.8679 | 18.8679 | 18.8679 | 18.8679 | 18.8679 | 18.8679 | 18.8679 | 18.8679 | 18.8679 | 18.8679 | 18.8679 | 18.8679 | 18.8679 | 18.8679 | 18.8679 | 18.8679 | 18.8679 | 18.8679 | 18.7743 | 452.7366
2021-02-04 | 18.403 | 18.403 | 18.326 | 18.234 | 18.234 | 18.7502 | 18.7713 | 18.7502 | 18.406 | 18.7502 | 18.7713 | 18.7743 | 18.7743 | 18.8679 | 18.8679 | 18.8679 | 18.8679 | 18.8679 | 18.8679 | 18.8679 | 18.8679 | 18.8679 | 18.8679 | 18.8679 | 448.8951
2021-02-05 | 18.8679 | 18.8679 | 18.8679 | 18.8679 | 18.8679 | 18.8679 | 18.8679 | 18.8679 | 18.8679 | 18.8679 | 18.8679 | 18.8679 | 18.8679 | 18.8679 | 18.8679 | 18.8679 | 18.8679 | 18.8679 | 18.8679 | 18.8679 | 18.8679 | 18.8679 | 18.8679 | 18.8679 | 452.8302
2021-02-06 | 18.8679 | 18.8679 | 18.8679 | 18.8679 | 18.8679 | 18.8679 | 18.8679 | 18.8679 | 18.8679 | 18.8679 | 18.8679 | 18.8679 | 18.8679 | 18.8679 | 18.8679 | 18.8679 | 18.8679 | 18.8679 | 18.8679 | 18.8679 | 18.8679 | 18.8679 | 18.8679 | 18.8679 | 452.8302
2021-02-07 | 18.8679 | 18.7743 | 18.7713 | 18.7502 | 18.406 | 18.6943 | 18.7713 | 18.7743 | 18.7743 | 18.7743 | 18.8679 | 18.8679 | 18.8679 | 18.7713 | 18.403 | 18.3819 | 18.3819 | 18.3819 | 18.326 | 18.326 | 18.3819 | 18.3819 | 18.234 | 17.4792 | 445.4113
2021-02-08 | 16.6883 | 15.4158 | 15.1728 | 14.9374 | 14.9374 | 15.1728 | 16.5374 | 16.8362 | 17.7781 | 18.3819 | 18.6943 | 18.6943 | 18.6943 | 18.403 | 18.326 | 18.326 | 17.7781 | 17.4792 | 16.7804 | 15.4158 | 13.754 | 11.7132 | 8.9721 | 6.2279 | 381.117
2021-02-09 | 4.2808 | 3.1532 | 2.3925 | 2.0302 | 2.0302 | 2.5736 | 3.1532 | 3.8053 | 4.797 | 5.6181 | 6.8377 | 7.997 | 8.5736 | 9.3857 | 9.3857 | 8.9721 | 9.3857 | 10.1192 | 10.566 | 10.9796 | 11.3721 | 11.3721 | 10.9796 | 10.1192 | 169.8792
2021-02-10 | 9.3857 | 8.5736 | 7.997 | 7.997 | 7.997 | 8.3894 | 8.5736 | 8.5736 | 7.5834 | 6.2279 | 5.0551 | 4.0226 | 2.7547 | 1.8823 | 1.1668 | 0.57509 | 0 | 0 | 0 | 0 | 0 | 0 | 0 | 0 | 96.7547
2021-02-11 | 0 | 0 | 0 | 0 | 0 | 0 | 0 | 0 | 0 | 0 | 0 | 0.18868 | 0.79547 | 1.4385 | 2.5736 | 4.0226 | 5.6181 | 7.1849 | 7.997 | 8.5736 | 9.3857 | 10.566 | 11.3721 | 12.634 | 82.3502
2021-02-12 | 13.754 | 16.5374 | 17.7781 | 18.7743 | 18.8679 | 18.8679 | 18.8679 | 18.8679 | 18.8679 | 18.8679 | 18.8679 | 18.8679 | 18.8679 | 18.8679 | 18.8679 | 18.8679 | 18.8679 | 18.8679 | 18.8679 | 18.8679 | 18.8679 | 18.8679 | 18.8679 | 18.8679 | 444.2023
2021-02-13 | 18.8679 | 18.8679 | 18.8679 | 18.8679 | 18.8679 | 18.8679 | 18.8679 | 18.8679 | 18.8679 | 18.8679 | 18.8679 | 18.8679 | 18.8679 | 18.8679 | 18.8679 | 18.8679 | 18.8679 | 18.8679 | 18.8679 | 18.8679 | 18.8679 | 18.8679 | 18.8679 | 18.8679 | 452.8302
2021-02-14 | 18.8679 | 18.8679 | 18.8679 | 18.8679 | 18.8679 | 18.8679 | 18.8679 | 18.8679 | 18.8679 | 18.8679 | 18.8679 | 18.8679 | 18.8679 | 18.8679 | 18.8679 | 18.8679 | 18.8679 | 18.8679 | 18.8679 | 18.8679 | 18.8679 | 18.326 | 17.7781 | 17.6302 | 449.9608
2021-02-15 | 18.8679 | 18.234 | 15.3238 | 14.9374 | 14.9374 | 15.4158 | 17.7223 | 18.234 | 16.5374 | 13.603 | 12.634 | 11.3721 | 9.7781 | 8.5736 | 9.3857 | 12.634 | 13.754 | 14.9374 | 13.3675 | 13.0264 | 11.7132 | 10.1192 | 10.566 | 13.0264 | 328.7004
2021-02-16 | 13.603 | 13.603 | 15.1728 | 17.6302 | 18.8679 | 18.8679 | 18.8679 | 18.8679 | 18.8679 | 18.8679 | 18.8679 | 18.8679 | 18.8679 | 18.8679 | 18.8679 | 18.8679 | 18.8679 | 18.8679 | 18.8679 | 18.8679 | 18.8679 | 18.8679 | 18.8679 | 17.7223 | 436.2219
2021-02-17 | 13.603 | 12.634 | 13.3675 | 13.754 | 17.4792 | 18.403 | 18.7743 | 18.8679 | 18.8679 | 18.8679 | 18.8679 | 18.8679 | 18.8679 | 18.8679 | 18.8679 | 18.8679 | 18.8679 | 18.8679 | 18.8679 | 18.8679 | 18.8679 | 18.8679 | 18.6943 | 17.6302 | 427.3585
2021-02-18 | 16.5374 | 15.1728 | 13.3675 | 9.3857 | 6.5328 | 6.8377 | 10.9796 | 15.4158 | 18.326 | 18.406 | 18.326 | 18.406 | 18.326 | 17.4792 | 16.6883 | 16.7804 | 16.7804 | 16.5374 | 17.7223 | 18.326 | 18.8679 | 18.8679 | 18.8679 | 18.8679 | 381.8053
2021-02-19 | 18.8679 | 18.403 | 15.4158 | 12.634 | 15.1728 | 16.7804 | 18.7502 | 18.8679 | 18.8679 | 18.8679 | 18.8679 | 18.8679 | 18.8679 | 18.8679 | 18.8679 | 18.8679 | 18.8679 | 18.8679 | 18.7713 | 18.234 | 18.7743 | 18.7713 | 18.8679 | 18.7713 | 435.7615
2021-02-20 | 18.406 | 18.403 | 18.234 | 16.7804 | 15.1728 | 13.3675 | 10.1192 | 10.1192 | 7.1849 | 5.3132 | 4.5389 | 6.8377 | 11.7132 | 15.1728 | 17.6302 | 18.8679 | 18.8679 | 18.8679 | 18.8679 | 18.8679 | 18.8679 | 18.8679 | 18.8679 | 18.8679 | 358.8045
2021-02-21 | 18.8679 | 18.8679 | 18.8679 | 18.8679 | 18.8679 | 18.8679 | 18.8679 | 18.8679 | 18.8679 | 18.8679 | 18.8679 | 18.8679 | 18.8679 | 18.8679 | 18.8679 | 18.8679 | 18.8679 | 18.7713 | 18.234 | 17.4792 | 15.4158 | 15.3238 | 15.1728 | 13.754 | 434.9057
2021-02-22 | 13.0264 | 11.3721 | 10.1192 | 8.9721 | 8.3894 | 8.3894 | 8.5736 | 8.5736 | 7.5834 | 6.2279 | 5.6181 | 8.3894 | 11.7132 | 13.754 | 15.1728 | 15.1728 | 15.4158 | 16.7804 | 13.754 | 12.634 | 13.603 | 15.3238 | 15.1728 | 15.3238 | 279.0551
2021-02-23 | 15.4158 | 18.234 | 18.7743 | 18.8679 | 18.8679 | 18.8679 | 18.8679 | 18.8679 | 18.8679 | 18.8679 | 18.8679 | 18.8679 | 18.8679 | 18.8679 | 18.8679 | 18.8679 | 18.8679 | 18.8679 | 18.403 | 18.234 | 18.8679 | 18.8679 | 18.8679 | 18.8679 | 447.5517
2021-02-24 | 18.8679 | 18.8679 | 18.8679 | 18.8679 | 18.8679 | 18.8679 | 18.8679 | 18.8679 | 18.8679 | 18.8679 | 18.8679 | 18.8679 | 18.8679 | 18.8679 | 18.8679 | 18.8679 | 18.8679 | 18.8679 | 18.8679 | 18.8679 | 18.8679 | 18.8679 | 18.8679 | 18.8679 | 452.8302
2021-02-25 | 18.8679 | 18.8679 | 18.8679 | 18.8679 | 18.8679 | 18.8679 | 18.8679 | 18.8679 | 18.8679 | 18.8679 | 18.8679 | 18.8679 | 18.8679 | 18.8679 | 18.8679 | 18.8679 | 18.8679 | 18.8679 | 18.8679 | 18.403 | 16.5374 | 15.1728 | 13.754 | 13.603 | 435.9608
2021-02-26 | 13.603 | 13.3675 | 13.603 | 15.1728 | 15.1728 | 13.3675 | 13.0264 | 13.603 | 13.0264 | 11.3721 | 13.0264 | 16.5374 | 16.6883 | 16.5374 | 15.1728 | 13.603 | 13.3675 | 13.754 | 15.1728 | 15.1728 | 13.0264 | 13.603 | 15.1728 | 15.1728 | 341.3223
2021-02-27 | 14.9374 | 15.1728 | 17.7781 | 18.326 | 17.7781 | 16.8362 | 16.5374 | 15.1728 | 13.3675 | 11.3721 | 11.7132 | 13.3675 | 13.0264 | 11.7132 | 10.566 | 8.9721 | 8.5736 | 9.3857 | 9.7781 | 8.9721 | 7.5834 | 7.1849 | 6.8377 | 7.1849 | 292.1374
2021-02-28 | 6.8377 | 6.5328 | 5.923 | 4.5389 | 3.5879 | 3.1532 | 2.9358 | 2.7547 | 2.2113 | 1.7343 | 1.8823 | 3.3706 | 5.0551 | 5.6181 | 4.5389 | 3.5879 | 3.5879 | 4.0226 | 4.797 | 5.923 | 6.8377 | 7.5834 | 7.997 | 7.5834 | 112.5947 | 10009.0113
2021-03-01 | 6.8377 | 5.923 | 5.923 | 5.3132 | 4.797 | 3.8053 | 3.3706 | 3.1532 | 2.7547 | 1.8823 | 1.043 | 0.18868 | 0 | 0 | 0 | 0 | 0 | 0.47849 | 1.2906 | 1.5864 | 1.2906 | 0.91925 | 0.47849 | 0.18868 | 51.2242
2021-03-02 | 0 | 0 | 0 | 0.18868 | 0.28528 | 0.28528 | 0.28528 | 0.18868 | 0 | 0 | 0 | 0 | 0 | 0 | 0 | 0 | 0 | 0 | 0 | 0 | 0 | 0 | 0 | 0 | 1.2332
2021-03-03 | 0 | 0 | 0 | 0 | 0 | 0 | 0 | 0 | 0 | 0 | 0.47849 | 0.6717 | 1.043 | 1.4385 | 1.7343 | 1.5864 | 1.043 | 0.57509 | 0.47849 | 0.47849 | 1.043 | 2.0302 | 3.5879 | 5.6181 | 21.8068
2021-03-04 | 7.997 | 12.634 | 16.6883 | 17.4792 | 16.5374 | 14.9374 | 12.634 | 10.9796 | 8.3894 | 7.5834 | 6.8377 | 5.923 | 4.797 | 3.3706 | 2.3925 | 1.8823 | 1.7343 | 2.3925 | 2.5736 | 2.2113 | 1.7343 | 0.91925 | 0.38189 | 0 | 163.0098
2021-03-05 | 0 | 0 | 0 | 0 | 0.38189 | 0.47849 | 0.47849 | 0.28528 | 0.18868 | 0 | 0.38189 | 0.79547 | 1.4385 | 1.7343 | 1.8823 | 1.5864 | 1.5864 | 1.7343 | 2.2113 | 2.9358 | 3.8053 | 4.2808 | 4.5389 | 4.797 | 35.5215
2021-03-06 | 5.0551 | 5.6181 | 5.6181 | 5.6181 | 5.6181 | 5.923 | 6.5328 | 6.5328 | 5.3132 | 5.3132 | 6.2279 | 7.1849 | 7.5834 | 7.997 | 8.3894 | 8.9721 | 11.3721 | 14.9374 | 15.4158 | 16.5374 | 16.6883 | 15.1728 | 15.1728 | 15.4158 | 224.2098
2021-03-07 | 16.6883 | 16.6883 | 16.5374 | 15.3238 | 13.3675 | 11.3721 | 10.1192 | 8.5736 | 6.8377 | 5.3132 | 4.5389 | 5.0551 | 5.0551 | 3.3706 | 1.8823 | 1.2906 | 1.8823 | 4.0226 | 6.5328 | 7.997 | 7.997 | 8.3894 | 8.5736 | 9.3857 | 196.794
2021-03-08 | 7.997 | 7.1849 | 7.5834 | 7.997 | 8.5736 | 8.5736 | 7.5834 | 5.923 | 4.0226 | 2.7547 | 2.0302 | 1.1668 | 0.47849 | 0 | 0 | 0 | 0 | 0 | 0 | 0 | 1.1668 | 2.0302 | 2.7547 | 3.1532 | 80.9736
2021-03-09 | 3.5879 | 3.8053 | 4.0226 | 4.797 | 5.923 | 7.997 | 10.1192 | 11.7132 | 10.9796 | 8.5736 | 10.1192 | 13.0264 | 14.9374 | 16.5374 | 17.7223 | 18.7713 | 18.8679 | 18.8679 | 18.8679 | 18.8679 | 18.8679 | 18.8679 | 18.8679 | 18.8679 | 313.5758
2021-03-10 | 18.8679 | 18.8679 | 18.8679 | 18.8679 | 18.8679 | 18.8679 | 18.8679 | 18.8679 | 18.326 | 18.234 | 18.326 | 18.6943 | 18.403 | 16.7804 | 13.754 | 11.9487 | 14.9374 | 18.403 | 18.8679 | 18.8679 | 18.8679 | 18.8679 | 18.8679 | 18.8679 | 431.9577
2021-03-11 | 18.8679 | 18.8679 | 18.8679 | 18.8679 | 18.8679 | 18.8679 | 18.8679 | 18.8679 | 18.8679 | 18.8679 | 18.8679 | 18.8679 | 18.8679 | 18.8679 | 18.8679 | 18.8679 | 18.8679 | 18.8679 | 18.8679 | 18.8679 | 18.8679 | 18.8679 | 18.8679 | 18.8679 | 452.8302
2021-03-12 | 18.8679 | 18.8679 | 18.8679 | 18.8679 | 18.8679 | 18.8679 | 18.8679 | 18.8679 | 18.8679 | 18.8679 | 18.8679 | 18.8679 | 18.8679 | 18.8679 | 18.8679 | 18.8679 | 18.7743 | 18.403 | 17.4792 | 15.1728 | 13.603 | 13.0264 | 11.3721 | 8.5736 | 418.2913
2021-03-13 | 5.923 | 4.2808 | 4.2808 | 5.3132 | 6.2279 | 8.3894 | 10.566 | 11.7132 | 11.3721 | 13.754 | 18.234 | 18.7502 | 18.7502 | 18.326 | 16.8362 | 16.5374 | 17.4792 | 18.406 | 18.8679 | 18.8679 | 18.8679 | 18.8679 | 18.8679 | 18.8679 | 338.3472
2021-03-14 | 18.8679 | 18.8679 | 18.8679 | 18.8679 | 18.8679 | 18.8679 | 18.8679 | 18.8679 | 18.8679 | 18.8679 | 18.8679 | 18.8679 | 18.8679 | 18.8679 | 18.8679 | 18.8679 | 18.8679 | 18.8679 | 18.7743 | 18.403 | 18.234 | 17.7781 | 17.7223 | 17.6302 | 448.1645
2021-03-15 | 17.6302 | 18.403 | 18.234 | 17.7223 | 16.7804 | 15.1728 | 13.754 | 10.9796 | 6.8377 | 4.0226 | 3.8053 | 3.8053 | 3.8053 | 3.5879 | 2.9358 | 1.7343 | 0.38189 | 0 | 0 | 0 | 0.38189 | 2.2113 | 4.2808 | 4.5389 | 171.0053
2021-03-16 | 3.1532 | 3.1532 | 5.923 | 7.1849 | 13.603 | 18.8679 | 18.8679 | 18.8679 | 18.8679 | 18.8679 | 18.8679 | 18.8679 | 18.8679 | 18.8679 | 18.8679 | 18.8679 | 18.8679 | 18.8679 | 18.8679 | 18.8679 | 18.7743 | 18.7743 | 18.7743 | 18.7743 | 391.1336
2021-03-17 | 18.7743 | 18.7743 | 18.7502 | 18.7502 | 18.6943 | 18.234 | 17.4792 | 16.5374 | 13.754 | 14.9374 | 14.9374 | 13.0264 | 11.9487 | 10.566 | 7.5834 | 5.3132 | 3.3706 | 2.9358 | 3.8053 | 4.797 | 5.923 | 6.8377 | 7.1849 | 7.1849 | 280.0996
2021-03-18 | 7.5834 | 9.7781 | 12.634 | 15.1728 | 16.6883 | 16.6883 | 17.7781 | 18.406 | 18.234 | 17.7781 | 18.7713 | 18.7743 | 18.6943 | 18.326 | 17.6302 | 16.7804 | 15.1728 | 13.0264 | 12.634 | 13.0264 | 13.0264 | 11.3721 | 10.566 | 10.9796 | 359.5215
2021-03-19 | 7.5834 | 5.923 | 6.5328 | 8.3894 | 7.997 | 7.5834 | 7.997 | 8.9721 | 7.5834 | 6.8377 | 6.8377 | 6.5328 | 5.6181 | 4.797 | 4.797 | 3.8053 | 3.1532 | 3.5879 | 5.0551 | 6.5328 | 7.5834 | 7.997 | 8.5736 | 8.3894 | 158.6596
2021-03-20 | 7.997 | 7.997 | 7.5834 | 7.997 | 9.3857 | 10.1192 | 11.7132 | 14.9374 | 16.7804 | 18.8679 | 18.8679 | 18.8679 | 18.8679 | 18.8679 | 18.8679 | 18.8679 | 18.8679 | 18.8679 | 18.6943 | 17.4792 | 15.1728 | 13.603 | 11.9487 | 11.3721 | 352.5917
2021-03-21 | 11.7132 | 11.7132 | 11.7132 | 12.634 | 13.603 | 14.9374 | 15.1728 | 13.754 | 13.3675 | 13.603 | 13.3675 | 13.3675 | 13.3675 | 13.754 | 13.754 | 13.754 | 11.7132 | 8.5736 | 8.5736 | 10.1192 | 11.3721 | 12.634 | 11.3721 | 10.566 | 298.4996
2021-03-22 | 10.1192 | 9.7781 | 9.7781 | 10.9796 | 10.9796 | 10.1192 | 11.9487 | 13.3675 | 15.4158 | 13.754 | 15.3238 | 18.234 | 18.7502 | 18.7713 | 18.3819 | 17.4792 | 16.5374 | 16.5374 | 16.5374 | 15.4158 | 15.1728 | 15.3238 | 15.1728 | 15.1728 | 349.0506
2021-03-23 | 15.3238 | 15.4158 | 16.6883 | 16.8362 | 17.4792 | 17.6302 | 17.4792 | 17.4792 | 17.7223 | 18.403 | 18.8679 | 18.8679 | 18.8679 | 18.8679 | 18.8679 | 18.8679 | 18.8679 | 18.8679 | 18.8679 | 18.8679 | 18.8679 | 18.8679 | 18.8679 | 18.8679 | 434.6083
2021-03-24 | 18.8679 | 18.8679 | 18.403 | 17.4792 | 15.1728 | 13.3675 | 11.7132 | 8.9721 | 9.7781 | 14.9374 | 16.6883 | 17.6302 | 18.406 | 18.8679 | 18.8679 | 18.8679 | 18.8679 | 18.8679 | 18.8679 | 18.8679 | 18.8679 | 18.8679 | 18.8679 | 17.7781 | 406.7411
2021-03-25 | 15.3238 | 16.7804 | 16.5374 | 13.754 | 11.3721 | 11.3721 | 13.754 | 15.3238 | 16.7804 | 17.7223 | 18.403 | 18.7713 | 18.7502 | 18.7743 | 18.8679 | 18.8679 | 18.7713 | 18.6943 | 18.6943 | 18.7502 | 18.6943 | 18.406 | 18.7713 | 18.7743 | 410.7109
2021-03-26 | 18.6943 | 18.7713 | 18.7713 | 15.3238 | 11.7132 | 9.3857 | 9.7781 | 11.3721 | 11.9487 | 13.754 | 17.6302 | 18.7743 | 18.8679 | 18.8679 | 18.8679 | 18.8679 | 18.403 | 16.8362 | 16.5374 | 15.3238 | 13.0264 | 10.9796 | 9.7781 | 9.7781 | 362.0513
2021-03-27 | 9.7781 | 10.9796 | 12.634 | 13.754 | 15.1728 | 15.4158 | 16.5374 | 16.8362 | 17.4792 | 16.6883 | 15.1728 | 15.1728 | 16.5374 | 16.6883 | 16.5374 | 15.1728 | 16.5374 | 18.7502 | 18.8679 | 18.8679 | 18.8679 | 18.8679 | 18.8679 | 18.8679 | 389.0521
2021-03-28 | 18.8679 | 18.8679 | 18.8679 | 18.8679 | 18.8679 | 18.8679 | 18.8679 | 18.8679 | 18.8679 | 18.8679 | 18.8679 | 18.8679 | 18.3819 | 18.3819 | 17.4792 | 15.1728 | 18.234 | 18.8679 | 18.8679 | 18.8679 | 18.8679 | 18.8679 | 18.8679 | 18.8679 | 446.1404
2021-03-29 | 18.8679 | 18.8679 | 18.8679 | 18.8679 | 18.8679 | 18.8679 | 18.8679 | 18.8679 | 18.8679 | 18.8679 | 18.8679 | 18.8679 | 18.403 | 15.4158 | 8.5736 | 2.7547 | 2.0302 | 6.8377 | 16.5374 | 18.8679 | 18.8679 | 18.8679 | 18.8679 | 18.8679 | 391.3072
2021-03-30 | 18.8679 | 18.8679 | 18.8679 | 18.8679 | 18.8679 | 18.8679 | 18.8679 | 18.8679 | 18.8679 | 18.8679 | 18.8679 | 18.8679 | 18.8679 | 18.7713 | 18.3819 | 16.7804 | 11.9487 | 4.797 | 1.4385 | 2.2113 | 5.3132 | 10.566 | 13.754 | 15.3238 | 364.5691
2021-03-31 | 15.4158 | 15.4158 | 16.5374 | 16.8362 | 18.3819 | 18.8679 | 18.8679 | 18.8679 | 18.8679 | 18.8679 | 18.8679 | 18.8679 | 18.7743 | 18.3819 | 17.4792 | 15.4158 | 14.9374 | 13.754 | 13.3675 | 13.603 | 12.634 | 11.7132 | 8.9721 | 5.923 | 379.6181 | 9123.2996
2021-04-01 | 3.3706 | 2.3925 | 2.2113 | 2.0302 | 1.5864 | 1.2906 | 1.5864 | 1.7343 | 1.1668 | 0.57509 | 0.28528 | 0 | 0 | 0 | 0 | 0 | 0 | 0 | 0.18868 | 0.79547 | 1.4385 | 2.2113 | 3.3706 | 5.3132 | 31.5472
2021-04-02 | 7.997 | 10.9796 | 12.634 | 11.9487 | 13.0264 | 12.634 | 11.9487 | 10.1192 | 10.1192 | 9.7781 | 9.3857 | 9.7781 | 8.9721 | 7.1849 | 5.6181 | 5.3132 | 6.2279 | 8.3894 | 10.1192 | 8.9721 | 6.2279 | 4.797 | 3.8053 | 3.3706 | 209.3464
2021-04-03 | 3.8053 | 5.3132 | 7.997 | 9.7781 | 10.9796 | 11.7132 | 11.7132 | 10.9796 | 10.566 | 10.1192 | 9.7781 | 8.9721 | 9.7781 | 10.9796 | 11.7132 | 11.3721 | 11.3721 | 10.566 | 11.7132 | 13.3675 | 13.603 | 13.754 | 15.3238 | 15.3238 | 260.5811
2021-04-04 | 15.1728 | 15.4158 | 18.7743 | 18.8679 | 18.8679 | 18.8679 | 18.8679 | 18.8679 | 18.8679 | 18.8679 | 18.8679 | 0 | 0 | 18.8679 | 18.8679 | 18.8679 | 18.8679 | 18.8679 | 18.8679 | 18.8679 | 18.8679 | 18.8679 | 18.8679 | 18.8679 | 407.8536
2021-04-05 | 18.8679 | 18.8679 | 18.8679 | 18.8679 | 18.8679 | 18.8679 | 18.8679 | 18.8679 | 18.8679 | 18.8679 | 18.8679 | 18.8679 | 18.8679 | 18.8679 | 18.8679 | 18.8679 | 18.8679 | 18.8679 | 18.8679 | 18.8679 | 18.8679 | 18.8679 | 18.8679 | 18.8679 | 452.8302
2021-04-06 | 18.8679 | 18.8679 | 18.8679 | 18.8679 | 18.8679 | 18.8679 | 18.8679 | 18.8679 | 18.8679 | 18.8679 | 18.8679 | 18.8679 | 18.8679 | 18.8679 | 18.8679 | 18.8679 | 18.8679 | 18.8679 | 18.8679 | 18.8679 | 18.8679 | 18.8679 | 18.8679 | 18.8679 | 452.8302
2021-04-07 | 18.8679 | 18.8679 | 18.7743 | 18.8679 | 18.7743 | 18.403 | 17.6302 | 16.7804 | 16.6883 | 15.3238 | 13.754 | 12.634 | 11.3721 | 9.7781 | 8.5736 | 7.1849 | 5.6181 | 4.2808 | 3.8053 | 3.5879 | 5.0551 | 8.5736 | 13.0264 | 16.6883 | 302.9102
2021-04-08 | 18.7743 | 18.8679 | 18.8679 | 18.8679 | 18.8679 | 18.8679 | 18.8679 | 18.8679 | 18.8679 | 18.8679 | 18.8679 | 18.8679 | 18.8679 | 18.8679 | 18.8679 | 18.8679 | 18.8679 | 18.8679 | 18.8679 | 18.8679 | 18.8679 | 18.8679 | 18.8679 | 18.8679 | 452.7366
2021-04-09 | 18.8679 | 18.8679 | 18.8679 | 18.8679 | 18.8679 | 18.7713 | 18.326 | 18.234 | 18.7713 | 18.7743 | 18.7743 | 18.7713 | 18.406 | 18.3819 | 18.326 | 17.7781 | 17.4792 | 15.1728 | 12.634 | 10.9796 | 10.1192 | 9.3857 | 9.3857 | 8.9721 | 391.7826
2021-04-10 | 7.997 | 7.997 | 7.997 | 7.997 | 8.3894 | 8.3894 | 7.997 | 7.1849 | 7.997 | 8.3894 | 7.997 | 7.5834 | 7.1849 | 7.1849 | 7.5834 | 7.997 | 7.5834 | 6.5328 | 6.2279 | 6.5328 | 5.923 | 5.0551 | 4.5389 | 4.5389 | 172.7985
2021-04-11 | 5.0551 | 5.6181 | 6.2279 | 6.5328 | 6.5328 | 6.8377 | 6.5328 | 5.923 | 5.6181 | 5.3132 | 4.797 | 4.2808 | 3.8053 | 3.5879 | 3.3706 | 3.8053 | 3.8053 | 3.8053 | 4.0226 | 4.5389 | 4.797 | 4.797 | 5.0551 | 5.6181 | 120.2777
2021-04-12 | 6.2279 | 6.8377 | 7.1849 | 6.8377 | 6.5328 | 6.2279 | 5.6181 | 4.5389 | 4.0226 | 3.5879 | 3.1532 | 2.9358 | 3.1532 | 3.5879 | 4.0226 | 3.8053 | 3.5879 | 3.3706 | 3.3706 | 3.1532 | 2.5736 | 2.0302 | 1.8823 | 1.5864 | 99.8294
2021-04-13 | 1.5864 | 1.4385 | 1.2906 | 1.043 | 0.79547 | 0.57509 | 0.18868 | 0 | 0 | 0 | 0 | 0 | 0 | 0 | 0 | 0 | 0 | 0 | 0 | 0.18868 | 0.18868 | 0 | 0 | 0.28528 | 7.5804
2021-04-14 | 0.38189 | 0.47849 | 0.47849 | 0.47849 | 0.47849 | 0.57509 | 0.79547 | 0.6717 | 0.57509 | 0.47849 | 0 | 0 | 0 | 0 | 0 | 0 | 0 | 0 | 0 | 0 | 0 | 0.47849 | 0.91925 | 1.1668 | 7.9562
2021-04-15 | 1.2906 | 1.043 | 0.57509 | 0.18868 | 0 | 0 | 0.28528 | 0.28528 | 0.6717 | 1.2906 | 1.2906 | 1.1668 | 1.043 | 1.043 | 1.043 | 1.2906 | 2.0302 | 3.3706 | 5.0551 | 7.1849 | 8.9721 | 10.1192 | 10.9796 | 11.3721 | 71.5909
2021-04-16 | 11.3721 | 11.3721 | 10.566 | 9.3857 | 8.9721 | 8.9721 | 6.5328 | 3.8053 | 4.0226 | 5.6181 | 4.797 | 3.5879 | 2.7547 | 2.0302 | 1.4385 | 1.043 | 0.79547 | 0.79547 | 1.1668 | 1.8823 | 2.3925 | 2.0302 | 1.4385 | 1.043 | 107.8143
2021-04-17 | 0.91925 | 0.79547 | 0.57509 | 0.79547 | 1.7343 | 2.5736 | 2.7547 | 1.5864 | 1.8823 | 2.0302 | 1.8823 | 1.5864 | 1.7343 | 2.2113 | 3.1532 | 3.8053 | 4.0226 | 4.5389 | 6.2279 | 8.5736 | 10.9796 | 11.9487 | 12.634 | 13.0264 | 101.9713
2021-04-18 | 13.754 | 13.0264 | 12.634 | 12.634 | 11.9487 | 11.7132 | 10.9796 | 10.566 | 10.1192 | 9.3857 | 8.5736 | 7.5834 | 6.2279 | 5.0551 | 4.0226 | 2.9358 | 2.5736 | 2.2113 | 2.9358 | 3.8053 | 5.0551 | 6.5328 | 6.8377 | 6.5328 | 187.6438
2021-04-19 | 5.923 | 6.2279 | 6.8377 | 7.5834 | 7.997 | 7.5834 | 6.8377 | 6.2279 | 8.3894 | 9.7781 | 10.566 | 9.7781 | 8.5736 | 7.1849 | 5.6181 | 4.2808 | 2.9358 | 2.0302 | 1.8823 | 1.8823 | 2.0302 | 2.3925 | 3.3706 | 4.5389 | 140.4498
2021-04-20 | 4.5389 | 5.3132 | 5.923 | 6.8377 | 7.5834 | 6.8377 | 6.2279 | 8.5736 | 10.566 | 10.9796 | 10.1192 | 10.9796 | 12.634 | 13.754 | 15.4158 | 17.6302 | 18.3819 | 18.406 | 18.3819 | 17.7223 | 16.7804 | 15.1728 | 13.3675 | 11.7132 | 283.84
2021-04-21 | 9.7781 | 7.5834 | 5.923 | 4.797 | 4.0226 | 3.1532 | 1.7343 | 0.6717 | 0 | 0 | 0 | 0 | 0 | 0 | 0 | 0 | 0 | 0 | 0 | 0.57509 | 0.6717 | 0.28528 | 0 | 0 | 39.1955
2021-04-22 | 0 | 0 | 0 | 0 | 0 | 0 | 0 | 0 | 0 | 0 | 0 | 0 | 0 | 0.28528 | 0.47849 | 0.57509 | 0.6717 | 0.57509 | 0.47849 | 0.6717 | 0.6717 | 0.38189 | 0 | 0 | 4.7894
2021-04-23 | 0 | 0 | 0 | 0 | 0 | 0 | 0 | 0 | 0 | 0 | 0 | 0 | 0 | 0.57509 | 1.043 | 1.7343 | 2.9358 | 5.0551 | 6.8377 | 8.9721 | 9.7781 | 9.7781 | 8.5736 | 6.8377 | 62.1208
2021-04-24 | 5.3132 | 3.8053 | 2.7547 | 2.2113 | 1.8823 | 1.7343 | 1.1668 | 1.2906 | 1.4385 | 1.4385 | 1.1668 | 1.1668 | 1.043 | 1.1668 | 1.4385 | 2.2113 | 3.1532 | 4.0226 | 5.0551 | 5.6181 | 5.923 | 5.3132 | 4.2808 | 3.8053 | 68.4
2021-04-25 | 3.5879 | 2.9358 | 2.0302 | 1.7343 | 1.5864 | 1.4385 | 0.91925 | 0.79547 | 0.91925 | 0.91925 | 0.57509 | 0.47849 | 0 | 0 | 0 | 0 | 0 | 0 | 0 | 0 | 0 | 0 | 0 | 0 | 17.92
2021-04-26 | 0.18868 | 1.4385 | 2.9358 | 4.0226 | 4.797 | 4.797 | 3.3706 | 2.2113 | 4.5389 | 8.3894 | 8.9721 | 8.3894 | 5.923 | 4.5389 | 4.0226 | 4.0226 | 4.5389 | 4.797 | 4.0226 | 4.2808 | 6.2279 | 9.7781 | 13.603 | 16.5374 | 136.3442
2021-04-27 | 18.403 | 18.8679 | 18.8679 | 18.8679 | 18.8679 | 18.8679 | 18.7743 | 18.7743 | 18.3819 | 17.6302 | 16.7804 | 15.4158 | 14.9374 | 13.0264 | 11.3721 | 10.1192 | 8.9721 | 8.3894 | 7.5834 | 7.1849 | 8.9721 | 9.7781 | 10.566 | 11.3721 | 340.7728
2021-04-28 | 11.7132 | 11.7132 | 11.3721 | 10.9796 | 10.1192 | 9.3857 | 7.997 | 7.1849 | 6.2279 | 5.6181 | 5.3132 | 4.797 | 4.2808 | 3.8053 | 3.1532 | 2.9358 | 2.7547 | 2.7547 | 2.7547 | 2.5736 | 2.5736 | 2.5736 | 2.9358 | 3.3706 | 138.8875
2021-04-29 | 3.8053 | 4.2808 | 5.3132 | 6.2279 | 7.1849 | 8.3894 | 10.1192 | 11.7132 | 13.0264 | 13.754 | 14.9374 | 15.1728 | 15.4158 | 16.5374 | 16.5374 | 16.5374 | 16.5374 | 16.5374 | 15.1728 | 13.754 | 13.0264 | 11.7132 | 10.1192 | 7.997 | 283.8098
2021-04-30 | 6.8377 | 5.923 | 5.6181 | 5.3132 | 5.3132 | 5.0551 | 4.0226 | 3.8053 | 2.9358 | 2.3925 | 2.2113 | 2.0302 | 2.0302 | 2.0302 | 2.2113 | 2.3925 | 2.3925 | 2.3925 | 2.0302 | 1.7343 | 1.4385 | 1.043 | 0.57509 | 0.38189 | 72.1102 | 5428.5208
2021-05-01 | 0 | 0 | 0 | 0 | 0 | 0 | 0 | 0 | 0 | 0 | 0 | 0 | 0 | 0 | 0 | 0.38189 | 0.38189 | 0.38189 | 0.28528 | 0.28528 | 0 | 0 | 0 | 0 | 1.7162
2021-05-02 | 0 | 0 | 0 | 0 | 0 | 0 | 0 | 0 | 0 | 0 | 0 | 0 | 0 | 0 | 0.18868 | 0.28528 | 0.18868 | 0 | 0 | 0 | 0 | 0 | 0 | 0 | 0.66264
2021-05-03 | 0 | 0 | 0 | 0 | 0 | 0 | 0.47849 | 1.4385 | 2.9358 | 4.797 | 7.5834 | 10.9796 | 13.754 | 16.5374 | 17.7223 | 18.406 | 18.8679 | 18.8679 | 18.7743 | 18.7713 | 18.7743 | 18.8679 | 18.8679 | 18.8679 | 245.2921
2021-05-04 | 18.8679 | 18.8679 | 18.8679 | 18.8679 | 18.8679 | 18.8679 | 18.8679 | 18.8679 | 18.8679 | 18.8679 | 18.8679 | 18.8679 | 18.8679 | 18.8679 | 18.8679 | 18.8679 | 18.8679 | 18.8679 | 18.8679 | 18.8679 | 18.8679 | 18.7743 | 18.7502 | 18.406 | 452.157
2021-05-05 | 18.3819 | 18.326 | 17.6302 | 17.7781 | 18.326 | 18.3819 | 18.6943 | 18.7743 | 18.7743 | 18.6943 | 18.326 | 17.7781 | 17.6302 | 17.4792 | 16.8362 | 17.4792 | 17.6302 | 17.6302 | 16.7804 | 16.7804 | 16.8362 | 18.234 | 17.4792 | 16.7804 | 427.4415
2021-05-06 | 15.1728 | 10.9796 | 6.8377 | 6.5328 | 10.566 | 14.9374 | 16.7804 | 16.6883 | 17.6302 | 17.6302 | 16.5374 | 13.754 | 13.3675 | 13.3675 | 13.754 | 13.754 | 13.3675 | 12.634 | 11.3721 | 10.566 | 10.1192 | 9.7781 | 9.3857 | 8.5736 | 304.086
2021-05-07 | 8.3894 | 8.9721 | 10.1192 | 10.9796 | 11.3721 | 10.566 | 10.1192 | 10.1192 | 9.3857 | 8.3894 | 7.5834 | 6.8377 | 6.5328 | 5.923 | 5.3132 | 4.5389 | 3.5879 | 2.3925 | 1.7343 | 1.4385 | 1.043 | 0.91925 | 0.47849 | 0 | 146.7351
2021-05-08 | 0 | 0 | 0 | 0.6717 | 2.3925 | 4.797 | 8.3894 | 11.9487 | 16.5374 | 17.6302 | 18.3819 | 18.7743 | 18.8679 | 18.8679 | 18.8679 | 18.8679 | 18.8679 | 18.8679 | 18.8679 | 18.8679 | 18.406 | 15.1728 | 8.5736 | 3.5879 | 296.2068
2021-05-09 | 1.2906 | 0.28528 | 0 | 0.18868 | 0.79547 | 1.5864 | 2.5736 | 3.5879 | 3.8053 | 2.7547 | 1.5864 | 0.47849 | 0.18868 | 0.79547 | 2.0302 | 3.3706 | 4.0226 | 4.0226 | 4.797 | 5.923 | 8.3894 | 9.7781 | 10.1192 | 9.3857 | 81.7555
2021-05-10 | 8.5736 | 7.5834 | 5.3132 | 4.2808 | 3.8053 | 2.5736 | 1.1668 | 0.79547 | 1.7343 | 2.0302 | 3.1532 | 3.8053 | 3.3706 | 2.7547 | 2.2113 | 1.5864 | 1.043 | 0.79547 | 0.6717 | 0.79547 | 0.79547 | 0.79547 | 1.1668 | 1.7343 | 62.5358
2021-05-11 | 1.8823 | 1.8823 | 2.2113 | 2.3925 | 2.7547 | 2.9358 | 2.2113 | 2.7547 | 5.6181 | 11.3721 | 13.603 | 13.754 | 13.754 | 13.754 | 11.9487 | 8.3894 | 4.5389 | 2.0302 | 0.57509 | 0 | 0.28528 | 1.043 | 1.8823 | 2.5736 | 124.1464
2021-05-12 | 3.1532 | 3.3706 | 3.5879 | 4.0226 | 4.2808 | 4.5389 | 4.5389 | 4.797 | 7.1849 | 11.7132 | 15.1728 | 17.4792 | 17.7781 | 18.234 | 18.234 | 17.7781 | 17.7223 | 16.7804 | 15.3238 | 15.1728 | 13.754 | 13.754 | 13.754 | 13.754 | 275.8792
2021-05-13 | 13.3675 | 11.9487 | 10.566 | 9.7781 | 9.3857 | 8.9721 | 8.9721 | 8.9721 | 8.9721 | 8.9721 | 8.9721 | 8.3894 | 7.1849 | 6.2279 | 5.3132 | 4.2808 | 3.5879 | 2.7547 | 2.0302 | 1.5864 | 1.2906 | 0.91925 | 0.6717 | 0.47849 | 153.594
2021-05-14 | 0.6717 | 1.043 | 1.5864 | 2.0302 | 2.2113 | 2.2113 | 1.7343 | 1.4385 | 1.4385 | 1.2906 | 1.043 | 0.6717 | 0.57509 | 0.47849 | 0.57509 | 1.043 | 1.5864 | 2.2113 | 2.3925 | 1.5864 | 0.6717 | 0 | 0 | 0 | 28.4906
2021-05-15 | 0 | 0 | 0 | 0 | 0 | 0 | 0 | 0 | 0 | 0 | 0 | 0 | 0 | 0 | 0 | 0.18868 | 0.38189 | 0.57509 | 0.57509 | 0.28528 | 0 | 0 | 0 | 0 | 2.006
2021-05-16 | 0 | 0 | 0 | 0 | 0 | 0 | 0 | 0 | 0 | 0 | 0 | 0 | 0 | 0 | 0 | 0.38189 | 1.043 | 1.8823 | 2.3925 | 2.7547 | 2.7547 | 2.2113 | 1.5864 | 0.79547 | 15.8023
2021-05-17 | 0 | 0 | 0 | 0 | 0 | 0 | 0 | 0 | 0 | 0 | 0 | 0 | 0 | 0 | 0 | 0 | 0 | 0 | 0.28528 | 0.28528 | 0 | 0 | 0 | 0 | 0.57057
2021-05-18 | 0.38189 | 1.1668 | 2.0302 | 2.5736 | 2.3925 | 1.7343 | 1.1668 | 0.91925 | 0.6717 | 0.47849 | 0.38189 | 0.38189 | 0.47849 | 0.47849 | 0.38189 | 0.38189 | 0.57509 | 0.91925 | 1.4385 | 1.5864 | 1.8823 | 2.0302 | 2.3925 | 2.5736 | 29.3977
2021-05-19 | 2.9358 | 3.1532 | 2.9358 | 2.5736 | 2.0302 | 1.5864 | 1.1668 | 0.79547 | 0.6717 | 0.79547 | 0.79547 | 0.79547 | 0.57509 | 0.47849 | 0.38189 | 0.28528 | 0.47849 | 0.6717 | 0.79547 | 0.91925 | 1.2906 | 1.5864 | 1.8823 | 2.2113 | 31.7917
2021-05-20 | 2.7547 | 3.5879 | 5.3132 | 7.5834 | 8.9721 | 8.9721 | 9.3857 | 11.7132 | 13.3675 | 15.1728 | 16.8362 | 18.234 | 18.6943 | 18.8679 | 18.8679 | 18.8679 | 18.8679 | 18.8679 | 18.7743 | 18.7713 | 18.8679 | 18.8679 | 18.8679 | 18.8679 | 347.9442
2021-05-21 | 18.8679 | 18.8679 | 18.8679 | 18.8679 | 18.8679 | 18.8679 | 18.8679 | 18.8679 | 18.8679 | 18.8679 | 18.8679 | 18.8679 | 18.8679 | 18.8679 | 18.8679 | 18.8679 | 18.8679 | 18.8679 | 18.8679 | 18.403 | 17.7223 | 17.6302 | 17.4792 | 17.4792 | 447.2045
2021-05-22 | 16.7804 | 16.7804 | 16.7804 | 16.6883 | 15.3238 | 14.9374 | 14.9374 | 13.603 | 12.634 | 10.9796 | 9.3857 | 8.3894 | 8.3894 | 8.3894 | 7.997 | 7.5834 | 6.2279 | 5.0551 | 3.8053 | 2.9358 | 2.2113 | 1.2906 | 0.47849 | 0 | 221.5834
2021-05-23 | 0 | 0 | 0 | 0.38189 | 1.7343 | 3.5879 | 4.5389 | 5.923 | 6.8377 | 7.1849 | 7.997 | 9.3857 | 11.7132 | 13.754 | 15.4158 | 17.4792 | 18.234 | 17.7781 | 17.6302 | 17.6302 | 17.4792 | 16.5374 | 14.9374 | 13.603 | 239.763
2021-05-24 | 13.603 | 15.1728 | 16.7804 | 17.7223 | 18.326 | 18.3819 | 18.3819 | 18.403 | 18.3819 | 18.234 | 17.4792 | 16.6883 | 16.5374 | 15.3238 | 15.1728 | 13.754 | 13.0264 | 11.3721 | 9.3857 | 8.5736 | 10.1192 | 11.3721 | 11.3721 | 11.3721 | 354.9358
2021-05-25 | 11.3721 | 9.3857 | 8.3894 | 8.3894 | 7.997 | 6.2279 | 5.923 | 7.1849 | 7.1849 | 6.8377 | 6.5328 | 5.6181 | 4.5389 | 4.5389 | 5.3132 | 6.5328 | 7.997 | 8.5736 | 8.5736 | 8.3894 | 8.3894 | 10.1192 | 10.566 | 9.3857 | 183.9608
2021-05-26 | 8.9721 | 8.3894 | 8.5736 | 8.9721 | 8.5736 | 7.997 | 6.8377 | 7.5834 | 7.1849 | 8.3894 | 10.566 | 11.7132 | 11.9487 | 11.9487 | 11.3721 | 10.9796 | 10.566 | 9.7781 | 8.5736 | 6.8377 | 4.797 | 3.5879 | 2.9358 | 2.9358 | 200.0136
2021-05-27 | 2.9358 | 2.9358 | 2.3925 | 1.5864 | 0.6717 | 0 | 0 | 0 | 0 | 0 | 0 | 0 | 0 | 0 | 0 | 0 | 0 | 0 | 0 | 0.47849 | 2.5736 | 3.8053 | 3.3706 | 2.2113 | 22.9615
2021-05-28 | 1.4385 | 1.043 | 0.91925 | 0.79547 | 0.79547 | 0.6717 | 0.91925 | 1.5864 | 2.0302 | 2.0302 | 2.0302 | 1.8823 | 2.2113 | 2.7547 | 3.5879 | 4.5389 | 5.3132 | 6.2279 | 6.5328 | 6.5328 | 6.2279 | 5.923 | 5.3132 | 4.797 | 76.1026
2021-05-29 | 3.8053 | 2.7547 | 2.0302 | 1.5864 | 1.2906 | 0.79547 | 0.28528 | 0.18868 | 0 | 0 | 0 | 0 | 0 | 0 | 0 | 0 | 0 | 0 | 0 | 0.47849 | 0.6717 | 0.6717 | 0.38189 | 0 | 14.9404
2021-05-30 | 0 | 0 | 0 | 0 | 0 | 0 | 0 | 0 | 0 | 0 | 0 | 0.28528 | 0.6717 | 1.2906 | 1.7343 | 2.0302 | 1.8823 | 1.7343 | 1.8823 | 2.3925 | 3.3706 | 4.797 | 5.3132 | 5.3132 | 32.6974
2021-05-31 | 4.797 | 4.0226 | 3.3706 | 2.7547 | 2.5736 | 2.0302 | 1.1668 | 0.91925 | 1.5864 | 2.0302 | 2.7547 | 4.0226 | 5.923 | 9.3857 | 13.0264 | 15.3238 | 16.5374 | 15.1728 | 15.1728 | 15.1728 | 15.1728 | 16.5374 | 15.4158 | 13.754 | 198.6234 | 5020.9977
2021-06-01 | 11.9487 | 10.9796 | 10.9796 | 11.3721 | 10.9796 | 9.3857 | 7.997 | 7.997 | 8.3894 | 7.1849 | 4.5389 | 2.3925 | 1.043 | 0.57509 | 0 | 0 | 0 | 0 | 0.6717 | 1.7343 | 2.2113 | 2.5736 | 2.7547 | 3.3706 | 119.0792
2021-06-02 | 3.5879 | 3.8053 | 4.2808 | 4.797 | 4.797 | 3.5879 | 3.1532 | 4.2808 | 6.5328 | 8.9721 | 11.9487 | 13.603 | 13.754 | 14.9374 | 15.1728 | 15.4158 | 16.7804 | 16.7804 | 15.3238 | 13.754 | 13.603 | 13.3675 | 11.9487 | 11.3721 | 245.5562
2021-06-03 | 11.3721 | 10.9796 | 10.566 | 10.1192 | 10.566 | 9.7781 | 10.9796 | 11.3721 | 12.634 | 13.3675 | 13.3675 | 13.754 | 13.754 | 13.754 | 13.603 | 12.634 | 11.9487 | 11.7132 | 11.9487 | 13.0264 | 14.9374 | 15.3238 | 15.1728 | 11.9487 | 298.6204
2021-06-04 | 9.3857 | 7.5834 | 6.8377 | 5.6181 | 5.3132 | 5.0551 | 6.2279 | 7.997 | 7.997 | 7.5834 | 6.8377 | 6.2279 | 5.3132 | 4.5389 | 2.7547 | 1.5864 | 0.47849 | 0 | 0 | 0 | 0 | 0 | 0 | 0 | 97.3358
2021-06-05 | 0 | 0 | 0 | 0 | 0 | 0 | 0 | 0 | 0 | 0 | 0 | 0 | 0 | 0 | 0 | 0 | 0 | 0 | 0 | 0 | 0 | 0.28528 | 0.91925 | 2.0302 | 3.2347
2021-06-06 | 3.1532 | 3.8053 | 3.5879 | 3.3706 | 3.5879 | 4.2808 | 5.0551 | 4.5389 | 3.8053 | 2.9358 | 2.0302 | 1.2906 | 0.47849 | 0 | 0 | 0 | 0 | 0 | 0 | 0.28528 | 1.8823 | 3.1532 | 3.1532 | 2.7547 | 53.1487
2021-06-07 | 2.5736 | 2.3925 | 2.3925 | 2.2113 | 1.7343 | 1.1668 | 0.79547 | 0.47849 | 0.28528 | 0 | 0 | 0.18868 | 0.18868 | 0 | 0 | 0 | 0 | 0.18868 | 0.47849 | 0.6717 | 1.043 | 1.4385 | 2.0302 | 2.7547 | 23.0128
2021-06-08 | 3.5879 | 3.3706 | 2.5736 | 2.2113 | 2.3925 | 2.2113 | 1.7343 | 2.0302 | 3.8053 | 4.5389 | 5.3132 | 6.5328 | 6.2279 | 6.8377 | 7.5834 | 6.8377 | 5.0551 | 3.1532 | 1.5864 | 1.4385 | 2.7547 | 5.3132 | 8.3894 | 10.1192 | 105.5985
2021-06-09 | 10.1192 | 9.3857 | 8.3894 | 9.3857 | 9.7781 | 9.7781 | 8.9721 | 9.3857 | 8.5736 | 9.7781 | 10.1192 | 10.566 | 9.7781 | 9.3857 | 10.1192 | 11.7132 | 11.3721 | 10.1192 | 11.7132 | 10.9796 | 11.9487 | 13.754 | 14.9374 | 15.1728 | 255.2242
2021-06-10 | 15.1728 | 14.9374 | 14.9374 | 15.3238 | 16.5374 | 15.4158 | 16.5374 | 18.326 | 18.8679 | 18.8679 | 18.7743 | 18.406 | 18.403 | 18.406 | 17.7781 | 17.7781 | 16.8362 | 16.5374 | 15.4158 | 15.4158 | 16.5374 | 16.6883 | 16.8362 | 17.7781 | 406.5147
2021-06-11 | 18.403 | 18.403 | 18.326 | 17.6302 | 16.5374 | 15.4158 | 16.7804 | 17.7223 | 18.326 | 18.3819 | 17.7781 | 18.326 | 18.3819 | 18.7502 | 18.8679 | 18.8679 | 18.8679 | 18.8679 | 18.8679 | 18.6943 | 18.3819 | 18.326 | 18.3819 | 18.7502 | 436.0362
2021-06-12 | 18.6943 | 18.406 | 18.7713 | 18.7743 | 18.8679 | 18.8679 | 18.8679 | 18.8679 | 18.8679 | 18.8679 | 18.8679 | 18.8679 | 18.8679 | 18.8679 | 18.8679 | 18.326 | 16.5374 | 12.634 | 7.5834 | 3.8053 | 2.7547 | 4.5389 | 7.1849 | 9.3857 | 364.9434
2021-06-13 | 11.3721 | 11.3721 | 13.3675 | 15.1728 | 15.1728 | 14.9374 | 16.7804 | 17.7781 | 18.7502 | 18.8679 | 18.8679 | 18.8679 | 18.8679 | 18.8679 | 18.8679 | 18.8679 | 17.7223 | 15.1728 | 12.634 | 11.3721 | 9.7781 | 9.7781 | 13.603 | 15.4158 | 372.2551
2021-06-14 | 16.5374 | 16.5374 | 17.4792 | 17.7223 | 18.403 | 18.7743 | 18.8679 | 18.8679 | 18.8679 | 18.8679 | 18.8679 | 18.8679 | 18.8679 | 18.8679 | 18.8679 | 18.8679 | 18.8679 | 18.8679 | 18.8679 | 18.7743 | 17.7781 | 16.7804 | 15.4158 | 13.603 | 433.0883
2021-06-15 | 12.634 | 11.3721 | 9.3857 | 7.1849 | 4.5389 | 2.3925 | 1.2906 | 0.47849 | 0.47849 | 1.4385 | 2.9358 | 4.2808 | 5.3132 | 6.5328 | 8.5736 | 10.9796 | 12.634 | 15.1728 | 16.7804 | 16.7804 | 16.7804 | 13.603 | 11.3721 | 9.7781 | 202.7109
2021-06-16 | 7.1849 | 4.5389 | 3.1532 | 3.3706 | 4.2808 | 4.0226 | 7.1849 | 11.9487 | 13.754 | 15.1728 | 15.4158 | 16.6883 | 16.7804 | 17.6302 | 17.6302 | 16.7804 | 15.3238 | 13.3675 | 10.1192 | 6.8377 | 5.3132 | 4.797 | 3.8053 | 3.1532 | 238.2536
2021-06-17 | 2.7547 | 2.3925 | 2.2113 | 2.3925 | 2.3925 | 1.4385 | 2.2113 | 2.7547 | 2.5736 | 2.2113 | 1.7343 | 1.2906 | 1.043 | 0.6717 | 0.47849 | 0.57509 | 0.79547 | 1.043 | 1.2906 | 1.4385 | 2.2113 | 3.5879 | 5.3132 | 7.997 | 52.803
2021-06-18 | 9.7781 | 8.5736 | 7.5834 | 6.8377 | 5.923 | 5.3132 | 4.2808 | 3.5879 | 2.7547 | 1.8823 | 0.6717 | 0 | 0 | 0 | 0 | 0 | 0.79547 | 2.9358 | 5.923 | 7.997 | 8.3894 | 7.1849 | 6.5328 | 6.5328 | 103.4777
2021-06-19 | 6.8377 | 7.1849 | 7.1849 | 6.5328 | 5.923 | 5.0551 | 5.0551 | 4.797 | 4.2808 | 4.0226 | 3.8053 | 3.8053 | 4.2808 | 5.6181 | 7.5834 | 8.9721 | 9.7781 | 10.566 | 11.7132 | 13.3675 | 13.0264 | 13.3675 | 11.3721 | 8.9721 | 183.1019
2021-06-20 | 7.1849 | 5.923 | 5.3132 | 4.0226 | 2.2113 | 0.79547 | 0 | 0 | 0 | 0 | 0 | 1.1668 | 2.7547 | 4.5389 | 6.5328 | 8.9721 | 10.1192 | 10.566 | 10.566 | 10.566 | 10.1192 | 9.7781 | 10.1192 | 10.1192 | 131.3691
2021-06-21 | 11.3721 | 13.3675 | 13.603 | 13.0264 | 11.3721 | 10.1192 | 9.3857 | 9.7781 | 10.1192 | 10.566 | 11.9487 | 13.754 | 15.3238 | 16.5374 | 16.5374 | 15.1728 | 13.754 | 11.9487 | 9.7781 | 8.3894 | 6.8377 | 5.923 | 5.0551 | 4.2808 | 267.9502
2021-06-22 | 3.5879 | 3.1532 | 2.7547 | 2.2113 | 1.5864 | 1.1668 | 0.79547 | 0.28528 | 0.28528 | 0.47849 | 0.57509 | 0.79547 | 1.043 | 1.4385 | 2.0302 | 2.7547 | 3.8053 | 4.5389 | 4.797 | 5.0551 | 7.997 | 8.9721 | 8.5736 | 7.5834 | 76.2642
2021-06-23 | 6.5328 | 7.1849 | 7.5834 | 7.5834 | 7.5834 | 6.5328 | 5.0551 | 4.5389 | 4.0226 | 4.0226 | 4.5389 | 5.0551 | 5.6181 | 5.3132 | 4.2808 | 3.1532 | 2.2113 | 1.2906 | 0.47849 | 0 | 0.47849 | 1.1668 | 2.2113 | 3.3706 | 99.8068
2021-06-24 | 4.2808 | 5.6181 | 7.1849 | 9.3857 | 10.566 | 9.3857 | 10.566 | 13.603 | 13.754 | 12.634 | 11.3721 | 10.1192 | 9.3857 | 10.566 | 14.9374 | 18.3819 | 18.8679 | 18.8679 | 18.8679 | 18.8679 | 18.7502 | 18.6943 | 18.7713 | 18.7743 | 322.2023
2021-06-25 | 18.7743 | 18.8679 | 18.8679 | 18.8679 | 18.8679 | 18.8679 | 18.8679 | 18.8679 | 18.8679 | 18.8679 | 18.8679 | 18.8679 | 18.8679 | 18.7743 | 18.7502 | 18.406 | 18.403 | 18.3819 | 17.7223 | 16.6883 | 15.4158 | 15.1728 | 13.603 | 11.7132 | 428.2204
2021-06-26 | 10.1192 | 9.3857 | 8.5736 | 6.8377 | 4.2808 | 3.1532 | 2.2113 | 1.4385 | 0.91925 | 0.57509 | 0 | 0 | 0 | 0 | 0 | 0 | 0 | 0 | 0 | 0.28528 | 0 | 0 | 0 | 0 | 47.7796
2021-06-27 | 0 | 0 | 0.6717 | 1.1668 | 1.1668 | 0.79547 | 0.91925 | 0.91925 | 0.79547 | 0.6717 | 0.57509 | 0.28528 | 0 | 0 | 0 | 0 | 0 | 0 | 0 | 0 | 0 | 0 | 0 | 0 | 7.9668
2021-06-28 | 0 | 0 | 0 | 0.18868 | 0.18868 | 0 | 0 | 0 | 0 | 0 | 0 | 0 | 0.47849 | 1.2906 | 1.8823 | 1.8823 | 1.8823 | 2.2113 | 2.2113 | 2.2113 | 2.0302 | 2.9358 | 4.2808 | 4.5389 | 28.2128
2021-06-29 | 3.5879 | 3.1532 | 2.9358 | 2.7547 | 1.8823 | 1.5864 | 1.4385 | 1.1668 | 0.91925 | 0.38189 | 0 | 0.28528 | 0.91925 | 1.2906 | 1.4385 | 1.4385 | 1.7343 | 2.2113 | 2.9358 | 2.9358 | 3.1532 | 2.9358 | 2.0302 | 1.1668 | 44.2823
2021-06-30 | 0.6717 | 0.57509 | 0.79547 | 0.91925 | 1.043 | 1.1668 | 1.1668 | 1.043 | 0.79547 | 0.6717 | 0.6717 | 0.79547 | 0.91925 | 0.91925 | 0.6717 | 0.47849 | 0.38189 | 0.28528 | 0.47849 | 0.79547 | 1.2906 | 1.4385 | 1.2906 | 1.1668 | 20.4317 | 5468.4815
2021-07-01 | 0.79547 | 0.47849 | 0.18868 | 0 | 0 | 0 | 0 | 0 | 0.18868 | 0.47849 | 0.79547 | 1.1668 | 1.2906 | 1.4385 | 1.5864 | 1.5864 | 1.5864 | 1.8823 | 2.2113 | 2.0302 | 1.7343 | 1.1668 | 0.47849 | 0 | 21.0838
2021-07-02 | 0 | 0 | 0 | 0 | 0 | 0 | 0 | 0 | 0 | 0 | 0.57509 | 0.91925 | 1.1668 | 1.4385 | 1.5864 | 1.8823 | 2.5736 | 3.1532 | 4.0226 | 4.2808 | 3.3706 | 2.2113 | 1.1668 | 0.57509 | 28.9223
2021-07-03 | 0.57509 | 0.91925 | 1.5864 | 2.3925 | 3.1532 | 2.3925 | 1.4385 | 1.4385 | 1.7343 | 1.7343 | 2.0302 | 2.7547 | 3.8053 | 5.3132 | 6.8377 | 8.3894 | 10.1192 | 12.634 | 13.3675 | 11.9487 | 13.0264 | 13.0264 | 13.0264 | 13.0264 | 146.6702
2021-07-04 | 12.634 | 11.9487 | 12.634 | 11.9487 | 10.566 | 8.9721 | 11.3721 | 11.9487 | 11.7132 | 10.9796 | 10.9796 | 12.634 | 13.754 | 13.754 | 13.754 | 13.754 | 13.754 | 13.603 | 11.7132 | 8.9721 | 7.5834 | 7.1849 | 6.5328 | 6.2279 | 268.9177
2021-07-05 | 6.2279 | 5.923 | 6.2279 | 7.5834 | 8.3894 | 8.3894 | 8.5736 | 10.9796 | 11.9487 | 13.0264 | 13.603 | 14.9374 | 15.1728 | 15.3238 | 15.1728 | 15.1728 | 14.9374 | 13.754 | 11.9487 | 10.9796 | 10.9796 | 9.7781 | 8.3894 | 5.923 | 263.3419
2021-07-06 | 4.0226 | 2.7547 | 2.2113 | 3.1532 | 4.0226 | 3.3706 | 2.2113 | 1.1668 | 0.6717 | 0.6717 | 0.6717 | 1.1668 | 2.0302 | 3.5879 | 5.6181 | 5.923 | 4.797 | 3.1532 | 2.0302 | 2.5736 | 4.797 | 8.5736 | 10.1192 | 10.566 | 89.8642
2021-07-07 | 11.7132 | 12.634 | 11.9487 | 13.0264 | 13.0264 | 10.9796 | 13.0264 | 13.754 | 13.754 | 13.3675 | 11.9487 | 11.7132 | 11.3721 | 10.9796 | 11.3721 | 11.7132 | 11.7132 | 11.3721 | 10.566 | 8.9721 | 8.3894 | 8.3894 | 8.9721 | 8.9721 | 273.6755
2021-07-08 | 8.3894 | 8.3894 | 7.997 | 7.1849 | 6.2279 | 4.797 | 3.5879 | 3.1532 | 2.7547 | 2.3925 | 1.7343 | 1.043 | 0.38189 | 0 | 0 | 0 | 0 | 0 | 0 | 0 | 0.18868 | 0.28528 | 0.18868 | 0 | 58.6958
2021-07-09 | 0 | 0 | 0 | 0 | 0 | 0 | 0.28528 | 0.57509 | 0.91925 | 1.043 | 1.043 | 1.043 | 1.043 | 1.043 | 0.91925 | 0.91925 | 1.1668 | 1.7343 | 2.7547 | 3.5879 | 3.5879 | 3.5879 | 3.3706 | 2.9358 | 31.5592
2021-07-10 | 2.5736 | 2.3925 | 2.3925 | 2.3925 | 2.5736 | 2.2113 | 1.8823 | 2.0302 | 1.8823 | 1.5864 | 1.043 | 0.6717 | 0.79547 | 1.4385 | 2.5736 | 4.0226 | 5.0551 | 5.6181 | 5.0551 | 4.0226 | 3.1532 | 2.5736 | 2.0302 | 1.4385 | 61.4083
2021-07-11 | 0.79547 | 0 | 0 | 0 | 0 | 0 | 0 | 0 | 0 | 0 | 0 | 0 | 0 | 0 | 0.18868 | 0.79547 | 1.2906 | 1.5864 | 1.4385 | 0.79547 | 0.38189 | 0 | 0 | 0 | 7.2725
2021-07-12 | 0 | 0 | 0 | 0 | 0 | 0 | 0 | 0 | 0 | 0 | 0 | 0 | 0.28528 | 0.79547 | 1.2906 | 2.0302 | 2.5736 | 2.9358 | 2.5736 | 2.0302 | 1.7343 | 1.2906 | 1.043 | 0.6717 | 19.2543
2021-07-13 | 0.47849 | 0.38189 | 0.18868 | 0 | 0 | 0 | 0 | 0 | 0 | 0 | 0.38189 | 0.57509 | 0.79547 | 1.043 | 1.2906 | 1.5864 | 1.7343 | 1.5864 | 1.5864 | 1.5864 | 1.7343 | 1.5864 | 0.6717 | 0 | 17.2075
2021-07-14 | 0 | 0 | 0 | 0 | 0 | 0 | 0 | 0 | 0.47849 | 0.79547 | 1.5864 | 2.9358 | 4.797 | 7.5834 | 10.1192 | 12.634 | 15.1728 | 16.7804 | 17.6302 | 18.234 | 18.3819 | 18.6943 | 18.6943 | 18.234 | 182.7517
2021-07-15 | 17.6302 | 16.5374 | 13.754 | 13.603 | 11.7132 | 10.1192 | 9.3857 | 6.5328 | 4.2808 | 2.7547 | 1.8823 | 1.4385 | 1.043 | 0.79547 | 0.57509 | 0.38189 | 0 | 0 | 0 | 0 | 0 | 0 | 1.4385 | 3.8053 | 117.6709
2021-07-16 | 5.6181 | 6.2279 | 6.5328 | 7.5834 | 8.9721 | 8.3894 | 10.9796 | 13.603 | 16.7804 | 18.234 | 18.6943 | 18.8679 | 18.8679 | 18.8679 | 18.8679 | 18.8679 | 18.8679 | 18.8679 | 18.8679 | 18.7743 | 18.7502 | 18.3819 | 16.6883 | 15.1728 | 360.326
2021-07-17 | 15.1728 | 15.1728 | 15.1728 | 14.9374 | 15.1728 | 15.1728 | 18.406 | 18.8679 | 18.8679 | 18.8679 | 18.8679 | 18.8679 | 18.8679 | 18.8679 | 18.8679 | 18.8679 | 18.8679 | 18.8679 | 18.8679 | 18.7713 | 18.3819 | 18.3819 | 17.6302 | 16.5374 | 425.3253
2021-07-18 | 13.603 | 10.566 | 8.5736 | 7.997 | 6.8377 | 5.0551 | 4.2808 | 4.797 | 5.3132 | 5.3132 | 5.0551 | 4.5389 | 4.2808 | 4.0226 | 3.3706 | 2.9358 | 2.3925 | 1.7343 | 1.2906 | 0.57509 | 0 | 0 | 0 | 0 | 102.5328
2021-07-19 | 0 | 0 | 0 | 0 | 0 | 0 | 0 | 0 | 0.28528 | 0.6717 | 0.79547 | 0.91925 | 1.043 | 1.2906 | 1.7343 | 2.5736 | 3.8053 | 4.797 | 4.5389 | 2.9358 | 1.2906 | 0.79547 | 0.6717 | 0.91925 | 29.0672
2021-07-20 | 1.2906 | 1.8823 | 2.0302 | 2.2113 | 2.0302 | 1.5864 | 1.4385 | 1.5864 | 1.4385 | 1.043 | 0.6717 | 0.38189 | 0.18868 | 0 | 0.18868 | 0.38189 | 0.6717 | 0.79547 | 0.79547 | 0.79547 | 0.6717 | 0.47849 | 0 | 0 | 22.5585
2021-07-21 | 0 | 0 | 0 | 0 | 0 | 0 | 0 | 0 | 0 | 0 | 0 | 0 | 0 | 0 | 0 | 0 | 0 | 0 | 0 | 0 | 0.18868 | 0 | 0 | 0 | 0.18868
2021-07-22 | 0 | 0.38189 | 0.57509 | 0.57509 | 0.38189 | 0 | 0 | 0 | 0 | 0 | 0 | 0 | 0 | 0 | 0 | 0 | 0 | 0 | 0.28528 | 0.57509 | 1.043 | 1.043 | 0.91925 | 0.6717 | 6.4513
2021-07-23 | 0.38189 | 0 | 0 | 0 | 0 | 0 | 0 | 0.18868 | 0.28528 | 0.28528 | 0.28528 | 0.28528 | 0.28528 | 0.28528 | 0.47849 | 0.6717 | 0.79547 | 1.043 | 1.2906 | 1.2906 | 1.2906 | 1.1668 | 1.1668 | 1.1668 | 12.643
2021-07-24 | 1.043 | 0.91925 | 0.79547 | 0.6717 | 0.57509 | 0.57509 | 0.6717 | 0.91925 | 1.1668 | 1.043 | 1.1668 | 1.4385 | 1.2906 | 1.043 | 0.47849 | 0.28528 | 0.57509 | 1.2906 | 2.7547 | 4.0226 | 3.5879 | 2.5736 | 1.5864 | 0.57509 | 31.0491
2021-07-25 | 0 | 0 | 0 | 0 | 0 | 0.47849 | 0.79547 | 1.043 | 1.043 | 1.1668 | 1.5864 | 2.2113 | 2.9358 | 3.8053 | 4.2808 | 4.5389 | 4.0226 | 3.5879 | 3.1532 | 2.7547 | 2.5736 | 2.2113 | 2.2113 | 2.2113 | 46.6113
2021-07-26 | 2.0302 | 1.7343 | 1.8823 | 1.8823 | 1.4385 | 0.91925 | 0.47849 | 0.47849 | 0.6717 | 1.043 | 1.2906 | 1.2906 | 1.1668 | 0.91925 | 1.043 | 1.2906 | 1.2906 | 1.1668 | 0.91925 | 0.79547 | 0.79547 | 1.043 | 1.1668 | 1.4385 | 28.1751
2021-07-27 | 1.8823 | 2.0302 | 2.0302 | 1.8823 | 1.5864 | 0.6717 | 0 | 0 | 0 | 0 | 0 | 0 | 0.28528 | 0.91925 | 1.8823 | 2.9358 | 4.0226 | 5.3132 | 6.2279 | 6.5328 | 5.923 | 6.2279 | 8.5736 | 9.7781 | 68.7049
2021-07-28 | 9.3857 | 8.5736 | 8.5736 | 8.9721 | 8.9721 | 8.9721 | 9.3857 | 11.3721 | 13.3675 | 13.754 | 13.754 | 13.754 | 13.0264 | 11.7132 | 10.9796 | 10.1192 | 9.3857 | 8.3894 | 6.8377 | 6.2279 | 5.923 | 5.923 | 5.3132 | 4.5389 | 227.2136
2021-07-29 | 4.5389 | 5.0551 | 6.5328 | 7.5834 | 8.3894 | 8.3894 | 8.5736 | 9.7781 | 10.566 | 10.9796 | 10.566 | 10.1192 | 9.7781 | 8.9721 | 7.997 | 6.8377 | 5.6181 | 4.5389 | 3.5879 | 2.9358 | 3.1532 | 3.5879 | 3.3706 | 3.1532 | 164.6023
2021-07-30 | 2.9358 | 2.7547 | 2.5736 | 2.3925 | 1.8823 | 1.2906 | 0.6717 | 0.28528 | 0 | 0 | 0 | 0.38189 | 0.91925 | 1.7343 | 2.7547 | 3.5879 | 4.2808 | 4.5389 | 4.5389 | 4.5389 | 4.2808 | 4.2808 | 4.2808 | 4.797 | 59.7011
2021-07-31 | 5.3132 | 6.5328 | 7.5834 | 7.5834 | 7.5834 | 8.9721 | 9.3857 | 9.3857 | 8.9721 | 8.5736 | 8.3894 | 7.997 | 7.1849 | 7.5834 | 7.997 | 8.3894 | 8.9721 | 9.3857 | 9.3857 | 8.9721 | 9.3857 | 9.3857 | 8.9721 | 8.5736 | 200.4589 | 3373.9049
2021-08-01 | 7.997 | 7.5834 | 7.5834 | 7.997 | 7.997 | 7.1849 | 7.5834 | 7.1849 | 6.5328 | 5.6181 | 4.797 | 4.2808 | 4.0226 | 3.8053 | 4.0226 | 4.5389 | 5.3132 | 5.6181 | 5.3132 | 4.5389 | 3.3706 | 2.5736 | 1.8823 | 1.5864 | 128.9253
2021-08-02 | 1.4385 | 1.5864 | 1.5864 | 1.5864 | 1.2906 | 0.79547 | 0.38189 | 0 | 0 | 0 | 0 | 0 | 0 | 0 | 0 | 0 | 0 | 0 | 0 | 0.47849 | 1.1668 | 1.4385 | 1.2906 | 1.043 | 14.083
2021-08-03 | 0.6717 | 0.57509 | 0.38189 | 0 | 0 | 0 | 0 | 0 | 0 | 0 | 0 | 0 | 0 | 0 | 0 | 0 | 0 | 0 | 0 | 0 | 0 | 0 | 0 | 0 | 1.6287
2021-08-04 | 0 | 0 | 0 | 0.18868 | 0.47849 | 0.79547 | 0.79547 | 0.91925 | 1.1668 | 1.4385 | 1.5864 | 1.8823 | 1.8823 | 1.2906 | 0.6717 | 0.38189 | 0 | 0 | 0 | 0.38189 | 1.4385 | 2.2113 | 2.3925 | 2.3925 | 22.2943
2021-08-05 | 2.5736 | 3.1532 | 3.5879 | 3.8053 | 4.797 | 5.0551 | 4.797 | 5.3132 | 6.8377 | 6.5328 | 6.8377 | 7.997 | 9.3857 | 10.566 | 11.7132 | 13.754 | 15.4158 | 16.8362 | 18.234 | 18.326 | 17.4792 | 17.4792 | 17.7223 | 18.326 | 246.5253
2021-08-06 | 17.6302 | 16.8362 | 17.7223 | 18.234 | 16.8362 | 16.8362 | 17.7223 | 18.6943 | 18.8679 | 18.8679 | 18.8679 | 18.8679 | 18.8679 | 18.8679 | 18.8679 | 18.8679 | 18.8679 | 18.403 | 17.4792 | 16.6883 | 15.4158 | 15.3238 | 15.1728 | 15.4158 | 424.2219
2021-08-07 | 16.6883 | 16.6883 | 16.5374 | 15.1728 | 13.754 | 11.9487 | 9.3857 | 7.5834 | 6.5328 | 6.5328 | 7.997 | 10.1192 | 13.0264 | 13.754 | 15.1728 | 15.1728 | 14.9374 | 13.754 | 13.0264 | 13.3675 | 13.0264 | 12.634 | 11.3721 | 10.9796 | 299.1638
2021-08-08 | 10.1192 | 9.3857 | 8.9721 | 8.5736 | 8.3894 | 7.1849 | 5.6181 | 6.2279 | 6.5328 | 6.2279 | 5.6181 | 5.0551 | 4.2808 | 3.3706 | 2.5736 | 2.2113 | 2.0302 | 1.8823 | 1.7343 | 1.5864 | 1.4385 | 0.91925 | 0.57509 | 0.6717 | 111.1789
2021-08-09 | 1.043 | 1.5864 | 2.0302 | 2.3925 | 2.5736 | 2.7547 | 2.3925 | 2.0302 | 1.8823 | 1.4385 | 1.2906 | 1.2906 | 1.1668 | 1.2906 | 1.4385 | 1.7343 | 2.0302 | 2.7547 | 2.9358 | 2.9358 | 3.3706 | 3.5879 | 4.0226 | 4.0226 | 53.9955
2021-08-10 | 4.0226 | 3.8053 | 3.5879 | 2.9358 | 2.2113 | 1.7343 | 1.1668 | 0.91925 | 0.6717 | 0.57509 | 0.47849 | 0.28528 | 0 | 0 | 0 | 0 | 0 | 0 | 0 | 0 | 0 | 0 | 0.57509 | 1.1668 | 24.1358
2021-08-11 | 2.0302 | 3.1532 | 4.797 | 5.923 | 7.1849 | 8.3894 | 8.5736 | 9.7781 | 10.9796 | 10.1192 | 10.1192 | 12.634 | 15.3238 | 16.5374 | 15.1728 | 8.9721 | 4.0226 | 4.0226 | 8.3894 | 12.634 | 13.0264 | 11.3721 | 10.1192 | 8.3894 | 221.6634
2021-08-12 | 6.5328 | 5.3132 | 3.8053 | 1.8823 | 0.47849 | 0 | 0 | 0 | 1.4385 | 4.797 | 8.5736 | 11.3721 | 13.0264 | 14.9374 | 16.5374 | 16.8362 | 16.6883 | 16.5374 | 16.5374 | 15.1728 | 13.754 | 13.603 | 11.3721 | 8.3894 | 217.5849
2021-08-13 | 7.1849 | 8.5736 | 9.7781 | 10.9796 | 11.9487 | 13.754 | 15.1728 | 15.3238 | 15.4158 | 17.6302 | 18.406 | 18.7502 | 18.406 | 17.6302 | 16.5374 | 16.5374 | 16.6883 | 16.5374 | 16.5374 | 17.4792 | 17.7223 | 18.403 | 18.6943 | 18.403 | 372.4936
2021-08-14 | 18.326 | 17.7781 | 17.6302 | 16.8362 | 16.5374 | 15.4158 | 14.9374 | 14.9374 | 13.754 | 11.9487 | 10.566 | 8.5736 | 7.5834 | 6.8377 | 6.8377 | 7.5834 | 7.1849 | 5.923 | 4.2808 | 3.3706 | 3.1532 | 3.5879 | 4.0226 | 4.5389 | 242.1449
2021-08-15 | 5.6181 | 6.5328 | 7.5834 | 8.3894 | 7.1849 | 6.5328 | 6.5328 | 7.1849 | 6.5328 | 5.3132 | 4.5389 | 4.797 | 5.3132 | 6.8377 | 8.9721 | 11.7132 | 13.754 | 15.1728 | 13.754 | 13.754 | 15.1728 | 15.1728 | 15.3238 | 15.3238 | 227.0053
2021-08-16 | 16.5374 | 16.7804 | 16.6883 | 16.5374 | 15.4158 | 13.754 | 11.7132 | 9.7781 | 7.997 | 5.923 | 5.0551 | 4.5389 | 4.0226 | 4.0226 | 4.797 | 5.3132 | 5.0551 | 4.5389 | 4.2808 | 4.797 | 6.2279 | 6.8377 | 6.5328 | 6.2279 | 203.3721
2021-08-17 | 6.8377 | 6.2279 | 7.1849 | 8.3894 | 9.3857 | 8.5736 | 7.997 | 11.7132 | 13.754 | 14.9374 | 14.9374 | 15.1728 | 15.1728 | 15.1728 | 15.1728 | 15.4158 | 16.5374 | 16.5374 | 15.3238 | 13.754 | 14.9374 | 15.4158 | 13.754 | 14.9374 | 307.2423
2021-08-18 | 15.3238 | 15.4158 | 16.7804 | 18.234 | 18.7743 | 18.8679 | 18.8679 | 18.8679 | 18.8679 | 18.8679 | 18.8679 | 18.8679 | 18.7743 | 17.7781 | 15.4158 | 13.603 | 10.9796 | 8.3894 | 5.923 | 4.5389 | 3.5879 | 2.5736 | 1.8823 | 1.4385 | 321.4883
2021-08-19 | 1.2906 | 1.1668 | 1.043 | 1.043 | 0.91925 | 0.47849 | 0 | 0 | 0 | 0 | 0 | 0 | 0 | 0 | 0 | 0 | 0.38189 | 0.91925 | 1.4385 | 1.8823 | 2.0302 | 1.7343 | 1.7343 | 1.8823 | 17.9442
2021-08-20 | 2.0302 | 2.3925 | 2.7547 | 2.9358 | 3.3706 | 3.8053 | 3.8053 | 3.8053 | 4.0226 | 4.0226 | 4.2808 | 4.797 | 5.3132 | 6.2279 | 7.1849 | 8.5736 | 9.3857 | 10.566 | 11.9487 | 13.0264 | 13.754 | 13.0264 | 11.9487 | 12.634 | 165.6121
2021-08-21 | 13.603 | 13.754 | 13.603 | 11.3721 | 8.3894 | 5.923 | 3.8053 | 2.0302 | 1.1668 | 0.79547 | 0.47849 | 0.18868 | 0 | 0 | 0 | 0 | 0 | 0 | 0 | 0 | 0 | 0 | 0 | 0 | 75.1094
2021-08-22 | 0 | 0 | 0.47849 | 0.6717 | 0.79547 | 0.91925 | 0.91925 | 0.47849 | 0 | 0 | 0 | 0 | 0 | 0 | 0 | 0 | 0 | 0 | 0 | 0 | 0 | 0 | 0 | 0.38189 | 4.6445
2021-08-23 | 0.28528 | 0 | 0 | 0.18868 | 0.38189 | 0.18868 | 0 | 0 | 0 | 0 | 0 | 0 | 0 | 0 | 0 | 0 | 0 | 0 | 0 | 0.28528 | 0.57509 | 0.47849 | 0 | 0 | 2.3834
2021-08-24 | 0 | 0 | 0 | 0 | 0 | 0 | 0 | 0 | 0 | 0 | 0 | 0 | 0 | 0 | 0 | 0.47849 | 1.1668 | 1.8823 | 2.5736 | 2.3925 | 1.5864 | 0.57509 | 0 | 0.18868 | 10.8438
2021-08-25 | 0.6717 | 1.4385 | 2.5736 | 4.0226 | 5.3132 | 6.5328 | 5.6181 | 5.0551 | 6.5328 | 7.5834 | 6.8377 | 6.2279 | 5.6181 | 5.0551 | 5.0551 | 5.3132 | 5.923 | 5.923 | 5.3132 | 4.797 | 4.797 | 4.2808 | 3.5879 | 2.7547 | 116.8257
2021-08-26 | 2.2113 | 1.8823 | 1.5864 | 1.4385 | 1.4385 | 1.7343 | 1.7343 | 1.4385 | 1.2906 | 1.043 | 0.79547 | 0.47849 | 0.38189 | 0.28528 | 0.28528 | 0.57509 | 1.1668 | 1.7343 | 2.5736 | 2.9358 | 2.5736 | 1.7343 | 0.91925 | 0.38189 | 32.6189
2021-08-27 | 0 | 0 | 0 | 0 | 0 | 0 | 0 | 0 | 0 | 0.18868 | 0 | 0 | 0 | 0 | 0 | 0 | 0.18868 | 0.28528 | 0.57509 | 0.91925 | 0.91925 | 0.91925 | 0.79547 | 0.57509 | 5.366
2021-08-28 | 0.28528 | 0 | 0 | 0 | 0 | 0 | 0 | 0 | 0 | 0 | 0 | 0 | 0 | 0 | 0 | 0.57509 | 1.1668 | 1.7343 | 2.2113 | 2.3925 | 3.1532 | 4.797 | 5.923 | 5.923 | 28.1615
2021-08-29 | 5.923 | 5.6181 | 5.6181 | 5.0551 | 4.2808 | 3.8053 | 2.7547 | 2.2113 | 1.7343 | 1.5864 | 1.7343 | 1.8823 | 2.2113 | 2.3925 | 2.3925 | 2.3925 | 2.3925 | 2.5736 | 2.5736 | 2.5736 | 2.3925 | 2.0302 | 1.5864 | 1.1668 | 68.8815
2021-08-30 | 0.91925 | 0.79547 | 0.79547 | 0.91925 | 1.2906 | 1.5864 | 1.8823 | 2.2113 | 2.5736 | 2.5736 | 2.5736 | 2.3925 | 2.0302 | 2.0302 | 2.2113 | 2.3925 | 2.7547 | 3.1532 | 3.5879 | 4.0226 | 3.8053 | 2.7547 | 1.8823 | 1.2906 | 52.4287
2021-08-31 | 1.2906 | 1.7343 | 2.3925 | 3.1532 | 3.8053 | 4.5389 | 4.5389 | 4.5389 | 4.5389 | 3.8053 | 3.1532 | 2.7547 | 2.5736 | 2.5736 | 2.5736 | 2.7547 | 2.9358 | 3.3706 | 4.5389 | 5.923 | 6.8377 | 6.8377 | 5.923 | 4.797 | 91.8838 | 4111.8506
2021-09-01 | 4.2808 | 4.5389 | 5.0551 | 5.923 | 6.8377 | 8.3894 | 8.3894 | 7.997 | 7.5834 | 6.2279 | 5.0551 | 4.2808 | 4.0226 | 3.5879 | 3.3706 | 3.1532 | 3.1532 | 2.9358 | 2.9358 | 3.1532 | 2.9358 | 2.2113 | 1.1668 | 0.38189 | 107.5668
2021-09-02 | 0 | 0 | 0 | 0 | 0 | 0 | 0 | 0 | 0 | 0 | 0 | 0 | 0 | 0 | 0 | 0 | 0 | 0 | 0.18868 | 0.6717 | 0.79547 | 0.57509 | 0.38189 | 0.18868 | 2.8015
2021-09-03 | 0 | 0 | 0 | 0 | 0.18868 | 0 | 0 | 0 | 0 | 0 | 0 | 0 | 0 | 0 | 0.18868 | 0.57509 | 1.043 | 1.4385 | 2.0302 | 2.0302 | 1.8823 | 1.5864 | 1.4385 | 1.2906 | 13.6921
2021-09-04 | 1.2906 | 1.2906 | 1.1668 | 1.1668 | 1.1668 | 1.1668 | 1.1668 | 1.043 | 0.91925 | 0.79547 | 0.57509 | 0.57509 | 0.57509 | 0.6717 | 0.91925 | 1.1668 | 1.2906 | 1.4385 | 1.5864 | 1.7343 | 2.0302 | 2.5736 | 3.1532 | 4.0226 | 33.4853
2021-09-05 | 4.797 | 5.923 | 6.5328 | 6.2279 | 5.6181 | 5.6181 | 5.3132 | 4.0226 | 4.0226 | 4.5389 | 4.2808 | 4.0226 | 3.5879 | 2.2113 | 1.043 | 1.1668 | 1.043 | 1.1668 | 1.7343 | 2.3925 | 2.7547 | 2.9358 | 2.7547 | 2.5736 | 86.2823
2021-09-06 | 2.3925 | 2.3925 | 2.2113 | 1.5864 | 1.1668 | 0.6717 | 0.47849 | 0.18868 | 0.38189 | 0.57509 | 0.79547 | 1.1668 | 1.7343 | 2.5736 | 3.1532 | 3.3706 | 3.5879 | 4.5389 | 7.1849 | 7.997 | 8.5736 | 9.7781 | 10.1192 | 10.1192 | 86.7381
2021-09-07 | 10.9796 | 11.3721 | 10.566 | 9.7781 | 7.5834 | 6.2279 | 4.5389 | 2.9358 | 4.5389 | 5.6181 | 5.3132 | 4.5389 | 3.8053 | 3.1532 | 2.3925 | 1.4385 | 0.47849 | 0 | 0 | 0 | 0 | 0 | 0 | 0 | 95.2589
2021-09-08 | 0 | 0 | 0 | 0 | 0 | 0 | 0 | 0 | 0 | 0 | 0 | 0 | 0 | 0 | 0 | 0 | 0 | 1.7343 | 4.0226 | 6.2279 | 6.8377 | 6.2279 | 5.0551 | 4.2808 | 34.3864
2021-09-09 | 3.8053 | 4.0226 | 6.2279 | 8.3894 | 9.3857 | 10.1192 | 9.7781 | 8.5736 | 9.3857 | 8.9721 | 8.5736 | 8.3894 | 7.1849 | 6.8377 | 6.2279 | 5.923 | 5.923 | 5.6181 | 5.923 | 6.2279 | 5.923 | 5.0551 | 4.0226 | 3.1532 | 163.6423
2021-09-10 | 2.3925 | 1.2906 | 0.57509 | 0 | 0 | 0 | 0 | 0 | 0 | 0 | 0 | 0 | 0 | 0 | 0 | 0 | 0 | 0 | 0 | 0 | 0 | 0 | 0 | 0 | 4.2581
2021-09-11 | 0.28528 | 0.38189 | 0.57509 | 0.79547 | 1.1668 | 2.2113 | 3.3706 | 4.0226 | 7.5834 | 10.9796 | 13.754 | 16.5374 | 17.4792 | 18.234 | 18.234 | 17.7223 | 16.5374 | 13.3675 | 10.9796 | 10.566 | 10.9796 | 11.3721 | 11.7132 | 10.1192 | 228.9675
2021-09-12 | 8.9721 | 7.5834 | 5.923 | 5.6181 | 5.6181 | 5.6181 | 5.923 | 5.6181 | 5.6181 | 4.5389 | 2.7547 | 1.4385 | 0.91925 | 0.6717 | 0.38189 | 0.18868 | 0 | 0 | 0 | 0 | 0 | 0 | 0 | 0 | 67.3857
2021-09-13 | 0.38189 | 0.79547 | 1.1668 | 1.4385 | 1.8823 | 2.2113 | 2.5736 | 2.2113 | 2.7547 | 2.9358 | 2.5736 | 2.0302 | 1.5864 | 1.1668 | 0.79547 | 0.57509 | 0.47849 | 0.91925 | 1.8823 | 3.1532 | 4.2808 | 4.5389 | 4.797 | 5.0551 | 52.1842
2021-09-14 | 4.797 | 4.5389 | 4.0226 | 3.1532 | 2.2113 | 1.2906 | 0.91925 | 0.47849 | 0 | 0 | 0 | 0 | 0 | 0 | 0 | 0 | 0 | 0 | 0 | 0 | 0 | 0 | 0 | 0 | 21.4113
2021-09-15 | 0 | 0 | 0 | 0 | 0 | 0 | 0 | 0 | 0 | 0 | 0 | 0 | 0 | 0 | 0 | 0 | 0 | 0 | 0 | 0 | 0 | 0 | 0 | 0.91925 | 0.91925
2021-09-16 | 2.5736 | 4.5389 | 5.923 | 6.2279 | 6.5328 | 5.923 | 4.797 | 2.7547 | 2.0302 | 1.2906 | 0.47849 | 0 | 0 | 0.28528 | 0.6717 | 1.1668 | 2.0302 | 4.2808 | 7.5834 | 9.3857 | 9.7781 | 10.566 | 11.3721 | 11.9487 | 112.1389
2021-09-17 | 11.9487 | 12.634 | 13.3675 | 12.634 | 13.0264 | 13.3675 | 13.603 | 13.754 | 13.3675 | 14.9374 | 15.4158 | 15.3238 | 15.3238 | 13.754 | 10.1192 | 6.8377 | 4.797 | 2.7547 | 2.2113 | 2.3925 | 2.5736 | 2.2113 | 1.4385 | 1.043 | 228.8362
2021-09-18 | 0.79547 | 0.57509 | 0.38189 | 0.6717 | 1.043 | 1.5864 | 1.8823 | 1.5864 | 1.1668 | 1.043 | 0.91925 | 0.79547 | 0.57509 | 0.57509 | 0.57509 | 0.38189 | 0.18868 | 0.38189 | 1.043 | 1.7343 | 2.3925 | 2.9358 | 2.7547 | 2.2113 | 28.1962
2021-09-19 | 2.3925 | 1.8823 | 1.1668 | 0.6717 | 0.38189 | 0.47849 | 1.1668 | 1.8823 | 1.5864 | 2.0302 | 2.9358 | 3.8053 | 4.2808 | 5.0551 | 5.923 | 5.3132 | 3.5879 | 2.2113 | 1.4385 | 0.6717 | 0.6717 | 1.043 | 1.7343 | 2.5736 | 54.8845
2021-09-20 | 2.9358 | 3.1532 | 3.3706 | 4.2808 | 5.923 | 7.1849 | 9.3857 | 10.1192 | 13.0264 | 15.3238 | 16.6883 | 18.234 | 18.7502 | 18.8679 | 18.7713 | 18.3819 | 18.234 | 18.234 | 18.234 | 17.7781 | 17.7223 | 17.7781 | 18.234 | 17.7781 | 328.3894
2021-09-21 | 16.5374 | 16.5374 | 15.4158 | 15.1728 | 13.603 | 10.9796 | 12.634 | 15.1728 | 16.7804 | 18.7743 | 18.8679 | 18.8679 | 18.8679 | 18.8679 | 18.8679 | 18.8679 | 18.8679 | 18.8679 | 18.8679 | 18.8679 | 18.8679 | 18.8679 | 18.8679 | 18.8679 | 415.7585
2021-09-22 | 18.8679 | 18.8679 | 18.8679 | 18.8679 | 18.8679 | 18.8679 | 18.8679 | 18.8679 | 18.326 | 18.406 | 18.3819 | 16.8362 | 16.7804 | 15.4158 | 16.5374 | 16.5374 | 15.1728 | 15.3238 | 16.6883 | 17.6302 | 18.406 | 18.8679 | 18.8679 | 18.8679 | 427.9894
2021-09-23 | 18.8679 | 18.8679 | 18.8679 | 18.8679 | 18.8679 | 18.8679 | 18.8679 | 18.8679 | 18.8679 | 18.8679 | 17.7781 | 13.603 | 10.1192 | 8.3894 | 7.5834 | 6.2279 | 3.3706 | 1.7343 | 3.5879 | 9.7781 | 15.1728 | 18.406 | 18.8679 | 18.8679 | 342.166
2021-09-24 | 18.8679 | 18.8679 | 18.8679 | 18.8679 | 18.8679 | 18.8679 | 18.8679 | 18.8679 | 18.8679 | 18.8679 | 18.8679 | 18.8679 | 18.8679 | 18.8679 | 18.8679 | 18.8679 | 18.8679 | 18.3819 | 16.6883 | 15.1728 | 13.0264 | 12.634 | 12.634 | 9.3857 | 418.6777
2021-09-25 | 7.1849 | 7.5834 | 6.8377 | 6.5328 | 6.2279 | 7.1849 | 7.5834 | 7.5834 | 7.997 | 8.3894 | 10.566 | 13.603 | 13.754 | 13.3675 | 10.9796 | 8.3894 | 6.5328 | 5.923 | 6.2279 | 6.5328 | 7.997 | 9.7781 | 11.9487 | 15.1728 | 213.8777
2021-09-26 | 15.1728 | 14.9374 | 13.3675 | 14.9374 | 15.3238 | 15.3238 | 15.1728 | 15.1728 | 14.9374 | 16.6883 | 18.406 | 18.7743 | 18.8679 | 18.7713 | 17.7781 | 16.6883 | 13.754 | 13.0264 | 11.7132 | 7.1849 | 2.7547 | 0.6717 | 0.18868 | 1.5864 | 311.2
2021-09-27 | 5.6181 | 7.5834 | 7.5834 | 5.0551 | 2.2113 | 0.91925 | 0.18868 | 0 | 0.28528 | 2.3925 | 6.2279 | 7.997 | 8.9721 | 10.566 | 15.1728 | 17.7223 | 18.7713 | 18.8679 | 18.6943 | 17.7223 | 16.6883 | 15.4158 | 15.3238 | 15.1728 | 235.1517
2021-09-28 | 15.1728 | 15.3238 | 16.5374 | 16.6883 | 16.5374 | 16.5374 | 15.4158 | 15.4158 | 15.4158 | 16.8362 | 16.8362 | 16.6883 | 16.5374 | 15.3238 | 13.3675 | 9.3857 | 6.5328 | 5.0551 | 2.5736 | 2.0302 | 2.5736 | 2.9358 | 2.7547 | 2.7547 | 275.2302
2021-09-29 | 2.9358 | 2.9358 | 2.9358 | 5.0551 | 8.9721 | 11.9487 | 13.754 | 13.754 | 13.0264 | 15.3238 | 15.1728 | 13.754 | 13.754 | 13.603 | 13.3675 | 11.7132 | 7.997 | 6.5328 | 7.5834 | 7.1849 | 5.0551 | 2.9358 | 2.2113 | 2.2113 | 213.7177
2021-09-30 | 2.9358 | 4.797 | 7.5834 | 11.7132 | 16.6883 | 18.7713 | 18.8679 | 18.8679 | 18.8679 | 17.7223 | 13.754 | 11.9487 | 11.7132 | 13.0264 | 15.1728 | 15.4158 | 16.6883 | 16.5374 | 15.1728 | 11.7132 | 8.3894 | 5.923 | 3.3706 | 1.4385 | 297.0792 | 4902.2732
2021-10-01 | 0 | 0 | 0.91925 | 3.3706 | 7.997 | 11.9487 | 11.7132 | 11.3721 | 18.8679 | 18.8679 | 18.8679 | 18.8679 | 18.8679 | 18.8679 | 18.8679 | 18.8679 | 18.8679 | 18.8679 | 18.8679 | 18.8679 | 18.8679 | 18.8679 | 18.8679 | 18.8679 | 349.2075
2021-10-02 | 18.8679 | 18.6943 | 17.6302 | 17.4792 | 17.6302 | 17.6302 | 17.7223 | 17.4792 | 16.6883 | 17.4792 | 15.3238 | 13.754 | 17.6302 | 18.8679 | 18.8679 | 18.8679 | 18.8679 | 18.6943 | 15.3238 | 9.7781 | 4.797 | 1.7343 | 0.38189 | 1.7343 | 351.9245
2021-10-03 | 7.5834 | 13.754 | 16.8362 | 17.7781 | 17.7781 | 18.234 | 18.234 | 17.6302 | 16.8362 | 18.3819 | 18.8679 | 18.8679 | 18.8679 | 18.8679 | 18.8679 | 18.8679 | 18.8679 | 18.8679 | 18.8679 | 18.8679 | 18.8679 | 18.8679 | 18.8679 | 18.8679 | 427.197
2021-10-04 | 18.8679 | 18.7713 | 18.406 | 16.8362 | 15.3238 | 15.1728 | 13.603 | 11.7132 | 9.3857 | 8.9721 | 8.5736 | 7.5834 | 6.2279 | 4.797 | 3.8053 | 2.3925 | 1.1668 | 0.79547 | 0.57509 | 0.47849 | 0.47849 | 0.6717 | 0.79547 | 0.6717 | 186.0649
2021-10-05 | 0.6717 | 0.6717 | 1.1668 | 2.2113 | 2.9358 | 4.0226 | 6.5328 | 7.997 | 8.5736 | 10.9796 | 13.603 | 15.1728 | 16.6883 | 17.7223 | 18.3819 | 18.3819 | 17.7781 | 17.6302 | 17.7223 | 17.4792 | 16.5374 | 15.3238 | 14.9374 | 15.1728 | 278.2943
2021-10-06 | 14.9374 | 13.754 | 13.0264 | 11.3721 | 8.9721 | 6.8377 | 4.5389 | 2.5736 | 1.2906 | 0.18868 | 0 | 0 | 0 | 0 | 0.28528 | 1.2906 | 3.3706 | 7.997 | 11.9487 | 14.9374 | 17.4792 | 18.403 | 18.6943 | 18.234 | 190.1313
2021-10-07 | 17.4792 | 16.7804 | 15.4158 | 15.3238 | 16.6883 | 16.8362 | 18.3819 | 18.326 | 15.4158 | 15.1728 | 13.754 | 15.3238 | 16.5374 | 16.5374 | 15.3238 | 13.754 | 13.754 | 12.634 | 13.3675 | 13.754 | 13.3675 | 11.9487 | 10.9796 | 8.9721 | 355.8279
2021-10-08 | 5.3132 | 2.5736 | 1.5864 | 1.1668 | 0.18868 | 0 | 0 | 0 | 0.91925 | 1.043 | 0.91925 | 1.2906 | 2.2113 | 3.3706 | 4.5389 | 5.3132 | 5.0551 | 4.5389 | 5.0551 | 5.6181 | 6.8377 | 8.9721 | 9.7781 | 10.1192 | 86.4091
2021-10-09 | 10.566 | 11.3721 | 11.3721 | 11.3721 | 11.3721 | 10.9796 | 13.0264 | 16.6883 | 16.8362 | 15.1728 | 13.0264 | 11.9487 | 8.5736 | 6.5328 | 5.923 | 5.3132 | 5.0551 | 5.6181 | 7.997 | 9.7781 | 10.566 | 10.566 | 10.9796 | 11.7132 | 252.3487
2021-10-10 | 11.9487 | 12.634 | 13.0264 | 13.3675 | 13.603 | 15.3238 | 16.7804 | 18.3819 | 18.8679 | 18.8679 | 18.8679 | 18.8679 | 18.8679 | 18.8679 | 18.8679 | 18.8679 | 18.8679 | 18.8679 | 18.8679 | 18.8679 | 18.8679 | 18.3819 | 17.4792 | 16.6883 | 412.8981
2021-10-11 | 15.3238 | 13.754 | 13.754 | 13.754 | 13.3675 | 13.3675 | 13.3675 | 13.0264 | 11.9487 | 13.603 | 15.1728 | 15.4158 | 15.1728 | 13.3675 | 13.0264 | 11.9487 | 9.3857 | 7.997 | 7.1849 | 4.2808 | 1.7343 | 0.18868 | 0 | 0 | 250.1419
2021-10-12 | 1.2906 | 3.1532 | 4.5389 | 3.8053 | 2.2113 | 1.043 | 0.18868 | 0 | 0 | 0 | 0 | 0 | 0 | 0 | 0 | 0 | 0 | 0 | 0.18868 | 0.79547 | 1.7343 | 3.5879 | 6.2279 | 9.3857 | 38.1509
2021-10-13 | 13.3675 | 17.6302 | 18.403 | 18.403 | 18.3819 | 18.326 | 18.403 | 18.403 | 18.234 | 17.7223 | 18.326 | 18.406 | 18.7502 | 18.406 | 18.3819 | 17.7223 | 18.403 | 18.6943 | 18.6943 | 18.8679 | 18.8679 | 18.8679 | 18.7743 | 18.8679 | 437.3042
2021-10-14 | 18.8679 | 18.8679 | 18.8679 | 18.8679 | 18.8679 | 18.8679 | 18.8679 | 18.8679 | 18.8679 | 18.8679 | 18.8679 | 18.8679 | 18.8679 | 18.8679 | 18.8679 | 18.8679 | 18.8679 | 18.8679 | 18.8679 | 18.8679 | 18.8679 | 18.8679 | 18.7743 | 18.234 | 452.1026
2021-10-15 | 16.5374 | 15.1728 | 13.603 | 12.634 | 11.9487 | 11.9487 | 11.7132 | 11.7132 | 10.566 | 9.3857 | 9.7781 | 11.7132 | 13.0264 | 13.754 | 13.754 | 13.754 | 13.3675 | 13.0264 | 12.634 | 11.9487 | 11.7132 | 11.3721 | 10.9796 | 10.566 | 296.6098
2021-10-16 | 10.1192 | 9.7781 | 9.7781 | 8.9721 | 7.997 | 7.1849 | 7.1849 | 7.1849 | 6.2279 | 5.3132 | 5.3132 | 4.2808 | 2.9358 | 1.7343 | 0.47849 | 0 | 0 | 0 | 0 | 0 | 0 | 0.38189 | 1.043 | 2.3925 | 98.3004
2021-10-17 | 3.8053 | 4.5389 | 5.3132 | 6.8377 | 8.5736 | 11.7132 | 14.9374 | 16.7804 | 16.8362 | 16.6883 | 15.1728 | 14.9374 | 15.3238 | 15.1728 | 14.9374 | 14.9374 | 15.1728 | 15.3238 | 15.3238 | 16.6883 | 16.6883 | 16.7804 | 16.6883 | 16.5374 | 325.7087
2021-10-18 | 15.4158 | 15.4158 | 15.1728 | 13.754 | 13.603 | 13.603 | 13.0264 | 10.1192 | 7.5834 | 6.8377 | 8.3894 | 12.634 | 17.4792 | 17.4792 | 18.326 | 18.406 | 18.7713 | 18.6943 | 15.4158 | 15.4158 | 15.1728 | 13.603 | 12.634 | 13.3675 | 340.32
2021-10-19 | 13.603 | 13.0264 | 11.9487 | 12.634 | 13.754 | 13.0264 | 11.9487 | 11.7132 | 7.997 | 5.3132 | 3.1532 | 2.0302 | 2.9358 | 2.9358 | 1.1668 | 1.4385 | 5.0551 | 13.754 | 18.8679 | 18.8679 | 18.8679 | 18.6943 | 17.7223 | 17.7223 | 258.1766
2021-10-20 | 18.8679 | 18.8679 | 18.8679 | 18.8679 | 18.8679 | 18.8679 | 18.8679 | 18.8679 | 18.8679 | 18.8679 | 18.8679 | 18.8679 | 17.6302 | 18.3819 | 18.406 | 18.7743 | 18.7743 | 18.8679 | 18.8679 | 18.7502 | 18.3819 | 18.406 | 18.8679 | 18.8679 | 449.3917
2021-10-21 | 18.8679 | 18.8679 | 18.8679 | 18.8679 | 18.8679 | 18.8679 | 18.8679 | 18.8679 | 18.8679 | 18.406 | 18.7743 | 18.8679 | 18.8679 | 18.8679 | 18.8679 | 18.8679 | 18.8679 | 18.8679 | 18.8679 | 18.8679 | 18.8679 | 18.8679 | 18.8679 | 18.8679 | 452.2747
2021-10-22 | 18.8679 | 18.8679 | 18.8679 | 18.8679 | 18.8679 | 18.8679 | 18.6943 | 17.7781 | 15.3238 | 11.7132 | 11.7132 | 10.566 | 8.9721 | 7.5834 | 5.3132 | 3.3706 | 2.3925 | 1.7343 | 1.043 | 0.6717 | 0.47849 | 0.79547 | 2.2113 | 4.2808 | 237.843
2021-10-23 | 6.2279 | 7.1849 | 7.997 | 9.3857 | 11.3721 | 13.3675 | 14.9374 | 15.1728 | 16.8362 | 18.326 | 18.7743 | 18.7502 | 18.7713 | 18.8679 | 18.8679 | 18.8679 | 18.8679 | 18.8679 | 18.8679 | 18.8679 | 18.8679 | 18.8679 | 18.8679 | 18.8679 | 384.6506
2021-10-24 | 18.8679 | 18.8679 | 18.8679 | 18.8679 | 18.7502 | 16.7804 | 14.9374 | 13.754 | 13.603 | 11.9487 | 11.9487 | 15.1728 | 15.4158 | 15.3238 | 15.1728 | 15.1728 | 15.4158 | 16.7804 | 16.8362 | 16.8362 | 16.5374 | 15.3238 | 13.603 | 11.3721 | 376.157
2021-10-25 | 10.1192 | 13.603 | 15.3238 | 16.6883 | 17.6302 | 17.6302 | 18.234 | 18.403 | 18.7713 | 18.8679 | 18.8679 | 18.8679 | 18.8679 | 18.8679 | 18.8679 | 18.8679 | 18.7502 | 18.234 | 15.3238 | 13.603 | 13.603 | 13.603 | 13.3675 | 13.0264 | 397.9894
2021-10-26 | 12.634 | 11.7132 | 10.1192 | 9.3857 | 8.5736 | 8.3894 | 9.3857 | 10.9796 | 13.603 | 18.234 | 18.6943 | 18.7713 | 18.8679 | 18.8679 | 18.8679 | 18.8679 | 18.8679 | 18.8679 | 18.8679 | 18.326 | 18.326 | 18.326 | 17.6302 | 15.3238 | 370.4906
2021-10-27 | 11.7132 | 7.997 | 7.1849 | 7.997 | 10.566 | 13.3675 | 15.1728 | 15.4158 | 15.3238 | 13.754 | 13.754 | 12.634 | 11.9487 | 10.9796 | 9.7781 | 10.566 | 7.5834 | 5.3132 | 4.797 | 5.6181 | 5.923 | 5.3132 | 5.6181 | 5.0551 | 233.3736
2021-10-28 | 4.5389 | 4.797 | 5.6181 | 6.8377 | 5.923 | 6.8377 | 7.5834 | 7.5834 | 6.8377 | 5.6181 | 4.2808 | 2.3925 | 1.1668 | 1.1668 | 1.2906 | 1.5864 | 2.0302 | 2.7547 | 3.1532 | 2.5736 | 2.0302 | 1.2906 | 1.043 | 0.57509 | 89.5094
2021-10-29 | 0 | 0 | 0 | 0 | 0 | 0 | 0 | 0 | 0 | 0.28528 | 0.47849 | 0.91925 | 1.4385 | 3.3706 | 7.5834 | 11.9487 | 15.1728 | 15.1728 | 12.634 | 10.566 | 12.634 | 14.9374 | 13.754 | 13.0264 | 133.9215
2021-10-30 | 9.7781 | 6.5328 | 7.5834 | 8.3894 | 11.3721 | 16.5374 | 18.8679 | 18.8679 | 18.8679 | 18.8679 | 15.1728 | 10.1192 | 6.5328 | 4.2808 | 3.8053 | 5.0551 | 8.5736 | 11.9487 | 13.754 | 15.1728 | 16.5374 | 16.5374 | 15.4158 | 15.3238 | 293.8943
2021-10-31 | 15.1728 | 13.0264 | 9.3857 | 5.923 | 2.7547 | 1.043 | 0.79547 | 2.5736 | 6.5328 | 9.7781 | 13.3675 | 18.3819 | 18.8679 | 18.8679 | 18.8679 | 18.8679 | 18.8679 | 18.8679 | 18.8679 | 17.7781 | 7.1849 | 0.47849 | 0 | 0 | 256.2521 | 9062.8664
2021-11-01 | 0 | 0 | 0 | 0 | 0 | 0.91925 | 3.3706 | 7.1849 | 12.634 | 15.3238 | 17.6302 | 18.7713 | 18.8679 | 18.8679 | 18.8679 | 18.8679 | 18.8679 | 18.8679 | 18.8679 | 18.8679 | 18.8679 | 18.7502 | 18.326 | 18.234 | 300.9555
2021-11-02 | 16.7804 | 15.1728 | 13.0264 | 11.9487 | 11.3721 | 10.9796 | 10.566 | 10.9796 | 10.1192 | 8.3894 | 7.1849 | 7.1849 | 7.1849 | 6.8377 | 6.8377 | 7.997 | 8.9721 | 9.3857 | 10.1192 | 10.9796 | 10.566 | 10.566 | 11.3721 | 11.9487 | 246.4709
2021-11-03 | 13.0264 | 13.754 | 14.9374 | 15.4158 | 16.7804 | 18.234 | 18.3819 | 18.326 | 18.234 | 18.234 | 18.7502 | 18.7743 | 18.8679 | 18.8679 | 18.8679 | 18.8679 | 18.8679 | 18.8679 | 18.7743 | 18.6943 | 18.326 | 18.3819 | 18.6943 | 18.406 | 427.3328
2021-11-04 | 18.326 | 18.234 | 18.3819 | 18.3819 | 18.326 | 17.7781 | 17.6302 | 17.4792 | 16.5374 | 15.1728 | 13.754 | 15.3238 | 15.1728 | 14.9374 | 13.0264 | 12.634 | 13.603 | 13.3675 | 15.1728 | 16.7804 | 17.4792 | 17.6302 | 17.6302 | 16.5374 | 389.2966
2021-11-05 | 15.1728 | 15.4158 | 16.6883 | 16.5374 | 13.754 | 13.603 | 13.3675 | 13.0264 | 13.0264 | 11.9487 | 13.603 | 15.3238 | 16.8362 | 17.7781 | 18.234 | 17.7223 | 16.8362 | 16.5374 | 15.3238 | 13.754 | 13.603 | 13.754 | 13.603 | 13.754 | 359.203
2021-11-06 | 13.603 | 12.634 | 11.9487 | 12.634 | 13.3675 | 15.1728 | 18.234 | 18.8679 | 18.8679 | 18.8679 | 18.8679 | 18.8679 | 18.8679 | 18.8679 | 18.8679 | 0 | 0 | 18.8679 | 18.8679 | 18.8679 | 18.8679 | 18.8679 | 0 | 0 | 342.877
2021-11-07 | 0 | 0 | 0 | 0 | 0 | 0 | 0 | 0 | 18.8679 | 18.8679 | 18.8679 | 18.8679 | 18.8679 | 18.8679 | 18.8679 | 18.8679 | 18.8679 | 18.8679 | 18.8679 | 17.7781 | 15.1728 | 13.0264 | 11.7132 | 11.3721 | 276.6098
2021-11-08 | 8.9721 | 4.2808 | 1.043 | 0 | 0.38189 | 3.3706 | 7.5834 | 10.566 | 13.0264 | 13.0264 | 12.634 | 13.3675 | 15.3238 | 18.234 | 18.406 | 18.7743 | 18.8679 | 18.8679 | 18.8679 | 18.406 | 16.7804 | 16.7804 | 17.4792 | 18.8679 | 303.9079
2021-11-09 | 18.8679 | 18.8679 | 18.8679 | 18.7743 | 17.7781 | 16.6883 | 15.3238 | 16.5374 | 17.4792 | 18.6943 | 18.8679 | 18.7743 | 18.7743 | 18.7743 | 18.406 | 17.7223 | 16.7804 | 16.5374 | 16.5374 | 16.6883 | 15.4158 | 16.6883 | 18.234 | 18.6943 | 424.7743
2021-11-10 | 18.3819 | 17.7781 | 17.7223 | 17.7781 | 17.4792 | 16.5374 | 16.5374 | 15.4158 | 15.1728 | 13.603 | 11.9487 | 13.3675 | 14.9374 | 15.1728 | 16.8362 | 18.326 | 18.7713 | 18.8679 | 18.8679 | 18.8679 | 18.8679 | 18.8679 | 18.8679 | 18.8679 | 407.8415
2021-11-11 | 18.8679 | 18.8679 | 18.8679 | 18.3819 | 13.754 | 10.1192 | 6.5328 | 4.0226 | 2.0302 | 0.57509 | 0 | 0 | 0.28528 | 3.3706 | 8.5736 | 13.0264 | 15.4158 | 17.4792 | 18.326 | 18.7713 | 18.8679 | 18.8679 | 18.8679 | 18.8679 | 282.7396
2021-11-12 | 18.8679 | 18.8679 | 18.7713 | 16.7804 | 13.754 | 13.0264 | 11.3721 | 10.1192 | 8.9721 | 7.997 | 6.2279 | 4.0226 | 3.3706 | 3.3706 | 3.3706 | 2.0302 | 0.47849 | 0.79547 | 2.0302 | 4.2808 | 5.6181 | 6.8377 | 7.1849 | 7.5834 | 195.7298
2021-11-13 | 8.5736 | 7.997 | 7.5834 | 7.1849 | 7.1849 | 7.1849 | 5.923 | 4.5389 | 3.3706 | 2.5736 | 1.5864 | 0.57509 | 0 | 0 | 0 | 0 | 0 | 0 | 0 | 1.1668 | 2.7547 | 5.6181 | 8.5736 | 10.9796 | 93.3691
2021-11-14 | 11.9487 | 12.634 | 13.0264 | 11.9487 | 11.9487 | 13.0264 | 13.603 | 13.754 | 13.754 | 13.754 | 16.5374 | 13.754 | 10.566 | 11.3721 | 13.0264 | 15.1728 | 15.1728 | 14.9374 | 10.9796 | 9.7781 | 7.997 | 6.8377 | 5.923 | 4.797 | 286.2491
2021-11-15 | 5.3132 | 6.8377 | 7.1849 | 6.2279 | 5.6181 | 6.8377 | 6.5328 | 5.3132 | 4.797 | 4.5389 | 3.3706 | 2.7547 | 3.1532 | 5.0551 | 6.5328 | 8.3894 | 10.566 | 11.3721 | 11.9487 | 13.0264 | 13.3675 | 13.0264 | 13.0264 | 15.1728 | 189.9638
2021-11-16 | 16.5374 | 16.8362 | 17.7223 | 18.326 | 18.7502 | 18.8679 | 18.8679 | 18.8679 | 18.8679 | 18.8679 | 18.8679 | 18.8679 | 18.8679 | 18.8679 | 18.8679 | 18.8679 | 18.8679 | 18.8679 | 18.234 | 18.6943 | 18.8679 | 18.8679 | 18.8679 | 18.8679 | 445.8551
2021-11-17 | 18.8679 | 18.8679 | 18.8679 | 18.8679 | 18.8679 | 18.8679 | 18.8679 | 18.7713 | 18.6943 | 18.7713 | 18.7713 | 18.8679 | 18.8679 | 18.8679 | 18.8679 | 18.7713 | 18.234 | 14.9374 | 11.7132 | 11.3721 | 12.634 | 12.634 | 15.1728 | 18.8679 | 416.8921
2021-11-18 | 18.8679 | 18.8679 | 18.8679 | 18.8679 | 18.8679 | 18.8679 | 18.8679 | 18.8679 | 18.8679 | 18.8679 | 18.8679 | 18.8679 | 18.8679 | 18.8679 | 18.8679 | 18.8679 | 18.8679 | 18.8679 | 18.8679 | 18.8679 | 18.8679 | 18.8679 | 18.8679 | 18.8679 | 452.8302
2021-11-19 | 18.8679 | 18.8679 | 18.8679 | 18.8679 | 18.8679 | 18.8679 | 18.8679 | 18.8679 | 18.7743 | 17.7223 | 18.234 | 18.403 | 18.8679 | 18.8679 | 18.8679 | 18.8679 | 18.8679 | 18.8679 | 18.8679 | 18.8679 | 18.8679 | 18.8679 | 18.8679 | 18.8679 | 450.4921
2021-11-20 | 18.8679 | 18.8679 | 18.8679 | 18.8679 | 18.8679 | 18.8679 | 18.234 | 15.3238 | 14.9374 | 13.754 | 15.3238 | 18.406 | 18.8679 | 18.8679 | 18.8679 | 18.8679 | 18.8679 | 18.8679 | 18.8679 | 18.8679 | 18.8679 | 18.8679 | 18.8679 | 18.8679 | 435.6015
2021-11-21 | 18.8679 | 18.8679 | 18.8679 | 18.8679 | 18.8679 | 18.8679 | 18.8679 | 18.7743 | 18.7713 | 18.7502 | 18.7743 | 18.406 | 18.234 | 16.6883 | 15.3238 | 13.754 | 13.3675 | 12.634 | 11.9487 | 11.7132 | 11.3721 | 11.3721 | 10.566 | 11.7132 | 384.2385
2021-11-22 | 14.9374 | 15.4158 | 16.6883 | 17.6302 | 18.234 | 18.326 | 18.403 | 18.403 | 18.3819 | 18.326 | 17.7223 | 18.3819 | 18.403 | 18.3819 | 18.3819 | 18.403 | 18.406 | 18.3819 | 18.234 | 17.6302 | 17.7223 | 16.8362 | 16.5374 | 16.5374 | 424.7049
2021-11-23 | 16.5374 | 16.5374 | 16.6883 | 17.6302 | 17.6302 | 16.8362 | 17.6302 | 17.7781 | 16.6883 | 17.7781 | 18.234 | 17.7223 | 18.3819 | 18.406 | 18.7713 | 18.7743 | 18.8679 | 18.8679 | 18.8679 | 18.7743 | 18.7502 | 18.7743 | 18.8679 | 18.8679 | 432.6626
2021-11-24 | 18.8679 | 18.8679 | 18.7743 | 18.7502 | 18.7502 | 17.4792 | 15.1728 | 15.1728 | 15.4158 | 16.5374 | 16.6883 | 16.7804 | 17.6302 | 18.326 | 18.6943 | 18.8679 | 18.8679 | 18.8679 | 18.8679 | 18.8679 | 18.8679 | 18.8679 | 18.8679 | 18.8679 | 431.7192
2021-11-25 | 18.8679 | 18.8679 | 18.8679 | 18.8679 | 18.8679 | 18.8679 | 18.8679 | 18.403 | 17.6302 | 15.4158 | 13.754 | 14.9374 | 16.5374 | 16.5374 | 16.5374 | 15.4158 | 15.3238 | 17.6302 | 18.7743 | 18.8679 | 18.8679 | 18.8679 | 18.8679 | 18.8679 | 423.3117
2021-11-26 | 18.8679 | 18.8679 | 18.8679 | 18.8679 | 18.8679 | 18.8679 | 18.8679 | 18.8679 | 18.8679 | 18.8679 | 18.8679 | 18.8679 | 0 | 0 | 0 | 0 | 0 | 0 | 0 | 0 | 0 | 0 | 18.8679 | 18.8679 | 264.1509
2021-11-27 | 18.8679 | 18.8679 | 18.8679 | 18.8679 | 18.8679 | 18.8679 | 18.8679 | 18.8679 | 18.8679 | 18.8679 | 18.8679 | 18.8679 | 18.8679 | 18.8679 | 18.7743 | 18.6943 | 18.406 | 17.7781 | 16.8362 | 16.5374 | 15.1728 | 13.603 | 11.7132 | 9.3857 | 421.0521
2021-11-28 | 7.1849 | 5.0551 | 3.5879 | 3.1532 | 3.3706 | 3.5879 | 4.0226 | 5.6181 | 8.5736 | 10.566 | 11.7132 | 12.634 | 11.9487 | 10.9796 | 11.3721 | 10.9796 | 9.7781 | 7.5834 | 5.0551 | 2.9358 | 1.2906 | 0.28528 | 0 | 0.28528 | 151.5608
2021-11-29 | 0.91925 | 1.4385 | 2.0302 | 2.7547 | 3.8053 | 5.6181 | 8.3894 | 11.9487 | 16.5374 | 18.406 | 18.8679 | 18.8679 | 18.8679 | 18.8679 | 18.8679 | 18.8679 | 18.8679 | 18.8679 | 18.8679 | 18.8679 | 18.7502 | 17.7223 | 15.3238 | 14.9374 | 327.2604
2021-11-30 | 13.603 | 12.634 | 13.0264 | 10.9796 | 8.5736 | 5.6181 | 2.0302 | 0.38189 | 0 | 0 | 0 | 0 | 0 | 0 | 0 | 0 | 0 | 0 | 0 | 0.38189 | 0.6717 | 1.5864 | 3.8053 | 7.1849 | 80.477 | 10070.1298
2021-12-01 | 10.566 | 13.0264 | 15.4158 | 17.7223 | 18.403 | 18.7502 | 18.7743 | 18.8679 | 18.8679 | 18.8679 | 18.8679 | 18.8679 | 18.8679 | 18.8679 | 18.8679 | 18.8679 | 18.8679 | 18.8679 | 18.8679 | 18.8679 | 18.8679 | 18.8679 | 18.8679 | 18.8679 | 433.4128
2021-12-02 | 18.8679 | 18.8679 | 18.8679 | 18.8679 | 18.8679 | 18.8679 | 18.8679 | 18.7502 | 17.7781 | 15.1728 | 9.7781 | 5.6181 | 4.2808 | 3.8053 | 4.2808 | 4.5389 | 4.5389 | 5.0551 | 4.797 | 6.5328 | 8.9721 | 12.634 | 15.3238 | 18.326 | 292.2581
2021-12-03 | 17.7781 | 18.326 | 18.7743 | 18.8679 | 18.8679 | 18.8679 | 18.7743 | 18.8679 | 18.8679 | 18.8679 | 18.8679 | 18.8679 | 18.7743 | 17.7781 | 16.5374 | 13.0264 | 9.3857 | 7.5834 | 6.5328 | 3.5879 | 2.5736 | 3.8053 | 4.5389 | 3.5879 | 332.3079
2021-12-04 | 2.0302 | 1.8823 | 1.5864 | 0.79547 | 0.57509 | 1.043 | 2.2113 | 4.5389 | 7.5834 | 13.754 | 18.6943 | 18.8679 | 18.8679 | 18.8679 | 18.8679 | 18.8679 | 18.8679 | 18.8679 | 18.8679 | 18.8679 | 18.8679 | 18.8679 | 18.8679 | 18.8679 | 299.9774
2021-12-05 | 18.8679 | 18.8679 | 18.8679 | 18.8679 | 18.8679 | 18.8679 | 18.8679 | 18.7743 | 18.3819 | 17.4792 | 15.1728 | 11.7132 | 8.3894 | 5.923 | 4.797 | 3.1532 | 1.4385 | 0 | 0 | 0 | 0.38189 | 2.3925 | 5.6181 | 10.1192 | 255.8098
2021-12-06 | 13.754 | 16.5374 | 18.234 | 18.6943 | 18.8679 | 18.8679 | 18.8679 | 18.8679 | 18.8679 | 18.8679 | 18.8679 | 18.326 | 16.5374 | 16.5374 | 15.4158 | 15.4158 | 16.5374 | 16.7804 | 17.7781 | 18.326 | 18.7713 | 18.8679 | 18.7743 | 18.6943 | 426.0574
2021-12-07 | 18.403 | 18.234 | 16.8362 | 15.1728 | 10.9796 | 6.8377 | 2.7547 | 0.38189 | 0.6717 | 3.8053 | 7.997 | 13.0264 | 16.6883 | 18.406 | 18.8679 | 18.8679 | 18.8679 | 18.8679 | 18.8679 | 18.8679 | 18.8679 | 18.8679 | 18.8679 | 18.8679 | 338.874
2021-12-08 | 18.8679 | 18.8679 | 18.8679 | 18.8679 | 18.7502 | 17.7223 | 18.3819 | 18.7743 | 18.7743 | 18.7743 | 18.406 | 17.7781 | 16.6883 | 15.1728 | 13.3675 | 11.3721 | 8.5736 | 5.923 | 4.2808 | 3.5879 | 3.3706 | 3.3706 | 3.5879 | 3.5879 | 315.7162
2021-12-09 | 3.1532 | 2.3925 | 2.5736 | 4.5389 | 6.5328 | 6.2279 | 4.797 | 3.8053 | 3.5879 | 3.8053 | 4.0226 | 4.5389 | 5.3132 | 5.0551 | 5.0551 | 6.5328 | 8.9721 | 11.3721 | 13.603 | 14.9374 | 13.754 | 11.9487 | 11.7132 | 13.603 | 171.8355
2021-12-10 | 15.1728 | 15.1728 | 15.3238 | 15.3238 | 15.3238 | 16.5374 | 16.8362 | 15.3238 | 13.754 | 13.754 | 12.634 | 11.7132 | 10.9796 | 10.566 | 10.9796 | 11.9487 | 13.0264 | 12.634 | 11.9487 | 12.634 | 13.3675 | 13.754 | 13.3675 | 12.634 | 324.7094
2021-12-11 | 11.3721 | 11.3721 | 9.7781 | 8.5736 | 6.5328 | 6.2279 | 8.3894 | 10.566 | 13.0264 | 15.1728 | 16.5374 | 16.6883 | 18.6943 | 18.6943 | 18.7713 | 17.7223 | 15.1728 | 11.9487 | 11.3721 | 10.9796 | 10.566 | 10.9796 | 10.9796 | 10.566 | 300.6838
2021-12-12 | 10.566 | 11.7132 | 11.7132 | 10.9796 | 10.566 | 10.9796 | 10.9796 | 10.1192 | 9.3857 | 9.3857 | 8.3894 | 6.5328 | 5.0551 | 3.8053 | 3.8053 | 4.2808 | 5.923 | 10.9796 | 17.7223 | 18.8679 | 18.8679 | 18.8679 | 18.8679 | 18.8679 | 267.2211
2021-12-13 | 18.8679 | 18.8679 | 18.8679 | 18.8679 | 18.8679 | 18.8679 | 18.8679 | 18.8679 | 18.8679 | 18.6943 | 16.6883 | 15.3238 | 15.1728 | 16.5374 | 16.7804 | 17.7223 | 18.234 | 17.7781 | 16.8362 | 16.8362 | 15.4158 | 14.9374 | 15.4158 | 16.5374 | 418.7215
2021-12-14 | 15.1728 | 16.5374 | 17.7781 | 18.7502 | 18.8679 | 18.8679 | 18.8679 | 18.8679 | 18.8679 | 18.8679 | 18.8679 | 18.8679 | 18.8679 | 18.8679 | 18.8679 | 18.8679 | 18.8679 | 18.8679 | 18.8679 | 18.8679 | 18.8679 | 18.8679 | 18.8679 | 18.8679 | 445.597
2021-12-15 | 18.8679 | 18.8679 | 18.8679 | 18.8679 | 18.8679 | 18.8679 | 18.8679 | 18.8679 | 18.8679 | 18.8679 | 18.8679 | 18.8679 | 18.8679 | 18.8679 | 18.8679 | 18.7743 | 18.3819 | 17.4792 | 16.5374 | 15.1728 | 13.754 | 11.9487 | 8.9721 | 7.5834 | 411.6226
2021-12-16 | 5.923 | 4.2808 | 2.9358 | 2.3925 | 2.5736 | 4.5389 | 7.997 | 10.9796 | 13.754 | 15.3238 | 15.1728 | 14.9374 | 14.9374 | 15.1728 | 14.9374 | 15.1728 | 14.9374 | 13.754 | 13.603 | 13.603 | 13.754 | 13.603 | 12.634 | 10.9796 | 267.8974
2021-12-17 | 9.7781 | 8.5736 | 6.8377 | 5.923 | 4.797 | 3.5879 | 2.7547 | 2.2113 | 1.7343 | 1.4385 | 1.043 | 0.79547 | 0.57509 | 0.47849 | 0.18868 | 0 | 0 | 0 | 0 | 0 | 0 | 0 | 0 | 0.28528 | 51.0023
2021-12-18 | 0.6717 | 0.91925 | 1.043 | 1.043 | 0.91925 | 0.79547 | 0.91925 | 1.1668 | 1.7343 | 2.3925 | 3.1532 | 4.0226 | 4.5389 | 4.5389 | 4.2808 | 4.0226 | 3.1532 | 2.2113 | 1.7343 | 1.1668 | 0.79547 | 1.043 | 1.5864 | 2.0302 | 49.8823
2021-12-19 | 2.3925 | 2.3925 | 2.2113 | 1.8823 | 1.5864 | 1.2906 | 1.043 | 0.6717 | 0.47849 | 0.18868 | 0 | 0 | 0 | 0 | 0.38189 | 0.6717 | 0.91925 | 1.1668 | 1.4385 | 1.7343 | 1.8823 | 1.7343 | 1.4385 | 1.1668 | 26.6717
2021-12-20 | 0.6717 | 0.18868 | 0 | 0 | 0 | 0 | 0 | 0 | 0 | 0 | 0 | 0 | 0 | 0 | 0 | 0 | 0 | 0 | 0 | 0 | 0 | 0 | 0 | 0 | 0.86038
2021-12-21 | 0 | 0 | 0.28528 | 0.47849 | 0.38189 | 0.28528 | 0.18868 | 0 | 0 | 0 | 0 | 0 | 0 | 0 | 0 | 0 | 0 | 0 | 0 | 0 | 0 | 0 | 0 | 0 | 1.6196
2021-12-22 | 0 | 0 | 0 | 0 | 0 | 0 | 0 | 0 | 0 | 0 | 0 | 0 | 0 | 0 | 0 | 0 | 0 | 0 | 0 | 0 | 0 | 0 | 0 | 0 | 0
2021-12-23 | 0 | 0 | 0.91925 | 1.7343 | 2.9358 | 4.5389 | 6.2279 | 7.1849 | 8.9721 | 10.9796 | 13.0264 | 13.754 | 14.9374 | 15.3238 | 16.6883 | 16.8362 | 17.7781 | 18.234 | 16.5374 | 13.754 | 12.634 | 11.9487 | 13.0264 | 13.754 | 251.7253
2021-12-24 | 13.754 | 13.754 | 13.754 | 13.754 | 13.3675 | 13.754 | 15.1728 | 16.5374 | 16.8362 | 18.3819 | 18.403 | 18.326 | 17.6302 | 17.7223 | 18.234 | 18.403 | 18.406 | 18.6943 | 18.406 | 18.403 | 18.3819 | 18.234 | 18.234 | 17.7223 | 404.2657
2021-12-25 | 17.6302 | 17.4792 | 16.8362 | 16.7804 | 16.7804 | 16.8362 | 17.4792 | 17.6302 | 17.7223 | 17.7781 | 17.7223 | 17.4792 | 17.4792 | 17.6302 | 18.234 | 18.406 | 18.6943 | 18.6943 | 18.6943 | 18.7502 | 18.7743 | 18.7743 | 18.8679 | 18.8679 | 430.0211
2021-12-26 | 18.8679 | 18.8679 | 18.8679 | 18.8679 | 18.7743 | 18.7743 | 18.8679 | 18.8679 | 18.8679 | 18.8679 | 18.8679 | 18.8679 | 18.8679 | 18.8679 | 18.8679 | 18.8679 | 18.8679 | 18.8679 | 18.8679 | 18.8679 | 18.7713 | 18.6943 | 18.406 | 18.3819 | 451.4249
2021-12-27 | 18.234 | 17.7223 | 16.8362 | 16.5374 | 15.1728 | 13.0264 | 10.566 | 8.5736 | 6.8377 | 5.3132 | 4.5389 | 4.0226 | 3.1532 | 2.5736 | 2.3925 | 2.0302 | 2.0302 | 1.8823 | 1.4385 | 0.91925 | 0.38189 | 0 | 0 | 0 | 154.1826
2021-12-28 | 0 | 0 | 0 | 0 | 0 | 0 | 0 | 0 | 0 | 0 | 0 | 0 | 0 | 0 | 0 | 0 | 0.38189 | 1.043 | 1.4385 | 1.5864 | 2.2113 | 1.8823 | 1.1668 | 1.2906 | 11.0008
2021-12-29 | 1.2906 | 0.6717 | 1.1668 | 1.2906 | 1.7343 | 4.0226 | 7.1849 | 8.5736 | 10.9796 | 13.603 | 16.6883 | 18.406 | 18.7502 | 16.8362 | 14.9374 | 10.9796 | 13.603 | 18.8679 | 18.8679 | 18.8679 | 18.8679 | 18.8679 | 18.8679 | 18.8679 | 292.794
2021-12-30 | 18.8679 | 18.8679 | 18.8679 | 18.8679 | 18.8679 | 18.8679 | 18.6943 | 18.3819 | 18.7713 | 18.7743 | 18.8679 | 18.8679 | 18.8679 | 18.7743 | 18.7713 | 18.8679 | 18.8679 | 18.8679 | 18.7743 | 18.403 | 17.7781 | 16.5374 | 13.603 | 11.7132 | 435.3917
2021-12-31 | 11.9487 | 10.9796 | 11.9487 | 11.7132 | 10.9796 | 8.9721 | 7.1849 | 5.923 | 5.0551 | 4.0226 | 3.1532 | 2.7547 | 2.7547 | 1.4385 | 0.79547 | 0.47849 | 0.79547 | 0.79547 | 1.8823 | 2.3925 | 2.3925 | 3.1532 | 4.0226 | 5.3132 | 120.8498 | 7984.394

## Water demand
DATE AND TIME | 0:00 | 1:00 | 2:00 | 3:00 | 4:00 | 5:00 | 6:00 | 7:00 | 8:00 | 9:00 | 10:00 | 11:00 | 12:00 | 13:00 | 14:00 | 15:00 | 16:00 | 17:00 | 18:00 | 19:00 | 20:00 | 21:00 | 22:00 | 23:00 | Total
2021-01-01 | 187.5019 | 187.7132 | 187.7132 | 184.0604 | 182.3396 | 177.2226 | 174.7925 | 168.3623 | 165.3736 | 165.3736 | 151.7283 | 137.5396 | 137.5396 | 136.0302 | 137.5396 | 151.7283 | 149.3736 | 137.5396 | 133.6755 | 119.4868 | 113.7208 | 105.6604 | 117.1321 | 119.4868 | 3628.634
2021-01-02 | 133.6755 | 137.5396 | 137.5396 | 137.5396 | 136.0302 | 133.6755 | 133.6755 | 130.2642 | 117.1321 | 109.7962 | 101.1925 | 105.6604 | 117.1321 | 126.3396 | 130.2642 | 136.0302 | 137.5396 | 137.5396 | 137.5396 | 149.3736 | 149.3736 | 153.2377 | 165.3736 | 166.883 | 3220.3472 | Total litres | 824966.717 | litres
2021-01-03 | 167.8038 | 168.3623 | 168.3623 | 174.7925 | 166.883 | 165.3736 | 151.7283 | 151.7283 | 137.5396 | 117.1321 | 89.7208 | 62.2792 | 45.3887 | 38.0528 | 33.7057 | 38.0528 | 42.8075 | 42.8075 | 45.3887 | 45.3887 | 42.8075 | 35.8792 | 27.5472 | 20.3019 | 2179.834 | Total m3 | 824.9667 | m3
2021-01-04 | 11.6679 | 5.7509 | 2.8528 | 0 | 0 | 0 | 0 | 2.8528 | 4.7849 | 4.7849 | 3.8189 | 3.8189 | 5.7509 | 9.1925 | 14.3849 | 22.1132 | 27.5472 | 33.7057 | 35.8792 | 35.8792 | 38.0528 | 35.8792 | 35.8792 | 38.0528 | 372.6491
2021-01-05 | 42.8075 | 47.9698 | 47.9698 | 45.3887 | 42.8075 | 38.0528 | 35.8792 | 35.8792 | 38.0528 | 38.0528 | 35.8792 | 38.0528 | 38.0528 | 38.0528 | 33.7057 | 25.7358 | 20.3019 | 15.8642 | 11.6679 | 7.9547 | 4.7849 | 1.8868 | 0 | 0 | 684.8
2021-01-06 | 2.8528 | 4.7849 | 6.717 | 9.1925 | 9.1925 | 10.4302 | 12.9057 | 18.8226 | 25.7358 | 35.8792 | 42.8075 | 45.3887 | 53.1321 | 68.3774 | 85.7358 | 105.6604 | 117.1321 | 126.3396 | 137.5396 | 153.2377 | 165.3736 | 165.3736 | 149.3736 | 130.2642 | 1682.2491 | Max daily | 4528.3019 | litres
2021-01-07 | 151.7283 | 165.3736 | 167.8038 | 154.1585 | 133.6755 | 101.1925 | 79.9698 | 71.8491 | 68.3774 | 71.8491 | 75.834 | 89.7208 | 113.7208 | 137.5396 | 165.3736 | 168.3623 | 167.8038 | 153.2377 | 137.5396 | 137.5396 | 154.1585 | 174.7925 | 177.2226 | 166.883 | 3185.7057 | Min daily | 0 | litres
2021-01-08 | 154.1585 | 166.883 | 176.3019 | 168.3623 | 167.8038 | 165.3736 | 151.7283 | 151.7283 | 151.7283 | 149.3736 | 136.0302 | 113.7208 | 93.8566 | 85.7358 | 85.7358 | 75.834 | 47.9698 | 29.3585 | 25.7358 | 27.5472 | 38.0528 | 56.1811 | 68.3774 | 83.8943 | 2571.4717
2021-01-09 | 101.1925 | 130.2642 | 153.2377 | 183.2604 | 184.0302 | 188.6792 | 188.6792 | 188.6792 | 188.6792 | 188.6792 | 188.6792 | 188.6792 | 188.6792 | 188.6792 | 188.6792 | 188.6792 | 187.7434 | 184.0302 | 184.0604 | 183.8189 | 166.883 | 137.5396 | 117.1321 | 105.6604 | 4094.3245
2021-01-10 | 105.6604 | 117.1321 | 133.6755 | 137.5396 | 149.3736 | 137.5396 | 137.5396 | 130.2642 | 119.4868 | 117.1321 | 101.1925 | 83.8943 | 59.2302 | 40.2264 | 35.8792 | 45.3887 | 75.834 | 117.1321 | 151.7283 | 166.883 | 176.3019 | 182.3396 | 183.2604 | 184.0604 | 2888.6943
2021-01-11 | 188.6792 | 188.6792 | 188.6792 | 186.9434 | 153.2377 | 97.7811 | 56.1811 | 45.3887 | 59.2302 | 83.8943 | 85.7358 | 83.8943 | 71.8491 | 83.8943 | 105.6604 | 136.0302 | 153.2377 | 166.883 | 168.3623 | 177.2226 | 184.0302 | 184.0604 | 186.9434 | 187.5019 | 3224
2021-01-12 | 187.7434 | 188.6792 | 188.6792 | 188.6792 | 187.5019 | 183.2604 | 168.3623 | 151.7283 | 133.6755 | 126.3396 | 126.3396 | 126.3396 | 130.2642 | 137.5396 | 149.3736 | 151.7283 | 151.7283 | 136.0302 | 117.1321 | 93.8566 | 75.834 | 62.2792 | 50.5509 | 45.3887 | 3259.034
2021-01-13 | 38.0528 | 31.5321 | 25.7358 | 22.1132 | 17.3434 | 14.3849 | 11.6679 | 11.6679 | 11.6679 | 7.9547 | 0 | 0 | 2.8528 | 6.717 | 14.3849 | 23.9245 | 38.0528 | 53.1321 | 68.3774 | 83.8943 | 101.1925 | 117.1321 | 133.6755 | 130.2642 | 965.7208
2021-01-14 | 119.4868 | 119.4868 | 130.2642 | 136.0302 | 137.5396 | 137.5396 | 149.3736 | 151.7283 | 165.3736 | 166.883 | 167.8038 | 168.3623 | 177.2226 | 176.3019 | 177.7811 | 177.7811 | 167.8038 | 151.7283 | 137.5396 | 130.2642 | 113.7208 | 101.1925 | 89.7208 | 85.7358 | 3436.6642
2021-01-15 | 93.8566 | 105.6604 | 113.7208 | 126.3396 | 126.3396 | 101.1925 | 79.9698 | 65.3283 | 71.8491 | 65.3283 | 50.5509 | 31.5321 | 27.5472 | 23.9245 | 23.9245 | 33.7057 | 59.2302 | 97.7811 | 137.5396 | 167.8038 | 184.0302 | 188.6792 | 188.6792 | 188.6792 | 2353.1925
2021-01-16 | 188.6792 | 188.6792 | 188.6792 | 188.6792 | 188.6792 | 188.6792 | 188.6792 | 188.6792 | 183.2604 | 165.3736 | 154.1585 | 166.883 | 187.7434 | 188.6792 | 188.6792 | 188.6792 | 188.6792 | 188.6792 | 188.6792 | 188.6792 | 188.6792 | 188.6792 | 188.6792 | 188.6792 | 4442.3245
2021-01-17 | 188.6792 | 188.6792 | 188.6792 | 188.6792 | 188.6792 | 188.6792 | 188.6792 | 188.6792 | 187.7434 | 176.3019 | 166.883 | 165.3736 | 151.7283 | 151.7283 | 137.5396 | 153.2377 | 174.7925 | 184.0604 | 187.7434 | 186.9434 | 184.0604 | 187.7132 | 188.6792 | 188.6792 | 4282.6415
2021-01-18 | 188.6792 | 188.6792 | 188.6792 | 188.6792 | 187.7434 | 188.6792 | 187.7434 | 184.0302 | 183.2604 | 183.2604 | 183.2604 | 184.0302 | 183.8189 | 184.0302 | 184.0604 | 184.0302 | 183.2604 | 177.7811 | 176.3019 | 174.7925 | 166.883 | 153.2377 | 137.5396 | 133.6755 | 4276.1358
2021-01-19 | 126.3396 | 109.7962 | 101.1925 | 101.1925 | 105.6604 | 101.1925 | 101.1925 | 105.6604 | 101.1925 | 97.7811 | 79.9698 | 59.2302 | 45.3887 | 38.0528 | 29.3585 | 18.8226 | 10.4302 | 3.8189 | 0 | 0 | 0 | 0 | 0 | 0 | 1336.2717
2021-01-20 | 0 | 0 | 5.7509 | 9.1925 | 11.6679 | 14.3849 | 23.9245 | 33.7057 | 42.8075 | 42.8075 | 38.0528 | 31.5321 | 25.7358 | 25.7358 | 31.5321 | 33.7057 | 33.7057 | 27.5472 | 27.5472 | 53.1321 | 101.1925 | 151.7283 | 176.3019 | 186.9434 | 1128.634
2021-01-21 | 187.7132 | 188.6792 | 188.6792 | 188.6792 | 188.6792 | 188.6792 | 188.6792 | 188.6792 | 188.6792 | 188.6792 | 188.6792 | 188.6792 | 188.6792 | 188.6792 | 188.6792 | 188.6792 | 188.6792 | 188.6792 | 188.6792 | 188.6792 | 188.6792 | 188.6792 | 188.6792 | 188.6792 | 4527.3358
2021-01-22 | 188.6792 | 188.6792 | 188.6792 | 188.6792 | 188.6792 | 188.6792 | 188.6792 | 188.6792 | 188.6792 | 188.6792 | 188.6792 | 188.6792 | 187.7434 | 187.7132 | 184.0302 | 176.3019 | 167.8038 | 166.883 | 166.883 | 151.7283 | 137.5396 | 126.3396 | 105.6604 | 101.1925 | 4123.9698
2021-01-23 | 97.7811 | 89.7208 | 79.9698 | 79.9698 | 85.7358 | 93.8566 | 101.1925 | 105.6604 | 113.7208 | 117.1321 | 113.7208 | 105.6604 | 97.7811 | 89.7208 | 93.8566 | 101.1925 | 109.7962 | 113.7208 | 113.7208 | 109.7962 | 105.6604 | 97.7811 | 89.7208 | 83.8943 | 2390.7623
2021-01-24 | 75.834 | 68.3774 | 62.2792 | 59.2302 | 56.1811 | 53.1321 | 56.1811 | 62.2792 | 62.2792 | 65.3283 | 65.3283 | 68.3774 | 79.9698 | 97.7811 | 126.3396 | 151.7283 | 176.3019 | 184.0302 | 187.5019 | 188.6792 | 188.6792 | 188.6792 | 188.6792 | 187.7434 | 2700.9208
2021-01-25 | 188.6792 | 188.6792 | 188.6792 | 188.6792 | 187.5019 | 174.7925 | 137.5396 | 109.7962 | 68.3774 | 38.0528 | 22.1132 | 14.3849 | 12.9057 | 15.8642 | 23.9245 | 33.7057 | 38.0528 | 40.2264 | 38.0528 | 42.8075 | 53.1321 | 56.1811 | 45.3887 | 27.5472 | 1935.0642
2021-01-26 | 12.9057 | 3.8189 | 0 | 0 | 0 | 0 | 0 | 2.8528 | 9.1925 | 17.3434 | 25.7358 | 33.7057 | 38.0528 | 42.8075 | 47.9698 | 53.1321 | 56.1811 | 62.2792 | 71.8491 | 79.9698 | 65.3283 | 45.3887 | 33.7057 | 25.7358 | 727.9547
2021-01-27 | 22.1132 | 18.8226 | 18.8226 | 25.7358 | 45.3887 | 68.3774 | 83.8943 | 93.8566 | 105.6604 | 101.1925 | 83.8943 | 71.8491 | 65.3283 | 62.2792 | 59.2302 | 50.5509 | 45.3887 | 42.8075 | 38.0528 | 31.5321 | 27.5472 | 29.3585 | 38.0528 | 47.9698 | 1277.7057
2021-01-28 | 62.2792 | 83.8943 | 97.7811 | 97.7811 | 85.7358 | 83.8943 | 83.8943 | 79.9698 | 79.9698 | 79.9698 | 83.8943 | 89.7208 | 89.7208 | 93.8566 | 105.6604 | 119.4868 | 137.5396 | 153.2377 | 165.3736 | 174.7925 | 182.3396 | 184.0302 | 184.0302 | 183.8189 | 2782.6717
2021-01-29 | 183.2604 | 182.3396 | 182.3396 | 182.3396 | 187.5019 | 187.7434 | 187.5019 | 187.5019 | 186.9434 | 184.0302 | 184.0604 | 177.7811 | 167.8038 | 151.7283 | 137.5396 | 137.5396 | 137.5396 | 136.0302 | 130.2642 | 126.3396 | 130.2642 | 119.4868 | 117.1321 | 126.3396 | 3831.3509
2021-01-30 | 109.7962 | 97.7811 | 105.6604 | 119.4868 | 137.5396 | 153.2377 | 154.1585 | 153.2377 | 137.5396 | 126.3396 | 101.1925 | 75.834 | 56.1811 | 45.3887 | 38.0528 | 38.0528 | 40.2264 | 38.0528 | 29.3585 | 18.8226 | 11.6679 | 6.717 | 1.8868 | 0 | 1796.2113
2021-01-31 | 0 | 0 | 0 | 0 | 0 | 0 | 0 | 0 | 0 | 0 | 0 | 0 | 0 | 0 | 0 | 0 | 0 | 6.717 | 11.6679 | 15.8642 | 15.8642 | 17.3434 | 17.3434 | 17.3434 | 102.1434
2021-02-01 | 20.3019 | 25.7358 | 35.8792 | 50.5509 | 65.3283 | 75.834 | 83.8943 | 85.7358 | 79.9698 | 65.3283 | 50.5509 | 38.0528 | 27.5472 | 23.9245 | 20.3019 | 17.3434 | 15.8642 | 18.8226 | 22.1132 | 25.7358 | 35.8792 | 45.3887 | 56.1811 | 65.3283 | 1051.5925
2021-02-02 | 71.8491 | 89.7208 | 109.7962 | 133.6755 | 151.7283 | 165.3736 | 174.7925 | 182.3396 | 184.0604 | 187.5019 | 187.7132 | 187.7434 | 188.6792 | 188.6792 | 188.6792 | 188.6792 | 188.6792 | 188.6792 | 188.6792 | 188.6792 | 188.6792 | 188.6792 | 188.6792 | 188.6792 | 4090.4453
2021-02-03 | 188.6792 | 188.6792 | 188.6792 | 188.6792 | 188.6792 | 188.6792 | 188.6792 | 188.6792 | 188.6792 | 188.6792 | 188.6792 | 188.6792 | 188.6792 | 188.6792 | 188.6792 | 188.6792 | 188.6792 | 188.6792 | 188.6792 | 188.6792 | 188.6792 | 188.6792 | 188.6792 | 187.7434 | 4527.366
2021-02-04 | 184.0302 | 184.0302 | 183.2604 | 182.3396 | 182.3396 | 187.5019 | 187.7132 | 187.5019 | 184.0604 | 187.5019 | 187.7132 | 187.7434 | 187.7434 | 188.6792 | 188.6792 | 188.6792 | 188.6792 | 188.6792 | 188.6792 | 188.6792 | 188.6792 | 188.6792 | 188.6792 | 188.6792 | 4488.9509
2021-02-05 | 188.6792 | 188.6792 | 188.6792 | 188.6792 | 188.6792 | 188.6792 | 188.6792 | 188.6792 | 188.6792 | 188.6792 | 188.6792 | 188.6792 | 188.6792 | 188.6792 | 188.6792 | 188.6792 | 188.6792 | 188.6792 | 188.6792 | 188.6792 | 188.6792 | 188.6792 | 188.6792 | 188.6792 | 4528.3019
2021-02-06 | 188.6792 | 188.6792 | 188.6792 | 188.6792 | 188.6792 | 188.6792 | 188.6792 | 188.6792 | 188.6792 | 188.6792 | 188.6792 | 188.6792 | 188.6792 | 188.6792 | 188.6792 | 188.6792 | 188.6792 | 188.6792 | 188.6792 | 188.6792 | 188.6792 | 188.6792 | 188.6792 | 188.6792 | 4528.3019
2021-02-07 | 188.6792 | 187.7434 | 187.7132 | 187.5019 | 184.0604 | 186.9434 | 187.7132 | 187.7434 | 187.7434 | 187.7434 | 188.6792 | 188.6792 | 188.6792 | 187.7132 | 184.0302 | 183.8189 | 183.8189 | 183.8189 | 183.2604 | 183.2604 | 183.8189 | 183.8189 | 182.3396 | 174.7925 | 4454.1132
2021-02-08 | 166.883 | 154.1585 | 151.7283 | 149.3736 | 149.3736 | 151.7283 | 165.3736 | 168.3623 | 177.7811 | 183.8189 | 186.9434 | 186.9434 | 186.9434 | 184.0302 | 183.2604 | 183.2604 | 177.7811 | 174.7925 | 167.8038 | 154.1585 | 137.5396 | 117.1321 | 89.7208 | 62.2792 | 3811.1698
2021-02-09 | 42.8075 | 31.5321 | 23.9245 | 20.3019 | 20.3019 | 25.7358 | 31.5321 | 38.0528 | 47.9698 | 56.1811 | 68.3774 | 79.9698 | 85.7358 | 93.8566 | 93.8566 | 89.7208 | 93.8566 | 101.1925 | 105.6604 | 109.7962 | 113.7208 | 113.7208 | 109.7962 | 101.1925 | 1698.7925
2021-02-10 | 93.8566 | 85.7358 | 79.9698 | 79.9698 | 79.9698 | 83.8943 | 85.7358 | 85.7358 | 75.834 | 62.2792 | 50.5509 | 40.2264 | 27.5472 | 18.8226 | 11.6679 | 5.7509 | 0 | 0 | 0 | 0 | 0 | 0 | 0 | 0 | 967.5472
2021-02-11 | 0 | 0 | 0 | 0 | 0 | 0 | 0 | 0 | 0 | 0 | 0 | 1.8868 | 7.9547 | 14.3849 | 25.7358 | 40.2264 | 56.1811 | 71.8491 | 79.9698 | 85.7358 | 93.8566 | 105.6604 | 113.7208 | 126.3396 | 823.5019
2021-02-12 | 137.5396 | 165.3736 | 177.7811 | 187.7434 | 188.6792 | 188.6792 | 188.6792 | 188.6792 | 188.6792 | 188.6792 | 188.6792 | 188.6792 | 188.6792 | 188.6792 | 188.6792 | 188.6792 | 188.6792 | 188.6792 | 188.6792 | 188.6792 | 188.6792 | 188.6792 | 188.6792 | 188.6792 | 4442.0226
2021-02-13 | 188.6792 | 188.6792 | 188.6792 | 188.6792 | 188.6792 | 188.6792 | 188.6792 | 188.6792 | 188.6792 | 188.6792 | 188.6792 | 188.6792 | 188.6792 | 188.6792 | 188.6792 | 188.6792 | 188.6792 | 188.6792 | 188.6792 | 188.6792 | 188.6792 | 188.6792 | 188.6792 | 188.6792 | 4528.3019
2021-02-14 | 188.6792 | 188.6792 | 188.6792 | 188.6792 | 188.6792 | 188.6792 | 188.6792 | 188.6792 | 188.6792 | 188.6792 | 188.6792 | 188.6792 | 188.6792 | 188.6792 | 188.6792 | 188.6792 | 188.6792 | 188.6792 | 188.6792 | 188.6792 | 188.6792 | 183.2604 | 177.7811 | 176.3019 | 4499.6075
2021-02-15 | 188.6792 | 182.3396 | 153.2377 | 149.3736 | 149.3736 | 154.1585 | 177.2226 | 182.3396 | 165.3736 | 136.0302 | 126.3396 | 113.7208 | 97.7811 | 85.7358 | 93.8566 | 126.3396 | 137.5396 | 149.3736 | 133.6755 | 130.2642 | 117.1321 | 101.1925 | 105.6604 | 130.2642 | 3287.0038
2021-02-16 | 136.0302 | 136.0302 | 151.7283 | 176.3019 | 188.6792 | 188.6792 | 188.6792 | 188.6792 | 188.6792 | 188.6792 | 188.6792 | 188.6792 | 188.6792 | 188.6792 | 188.6792 | 188.6792 | 188.6792 | 188.6792 | 188.6792 | 188.6792 | 188.6792 | 188.6792 | 188.6792 | 177.2226 | 4362.2189
2021-02-17 | 136.0302 | 126.3396 | 133.6755 | 137.5396 | 174.7925 | 184.0302 | 187.7434 | 188.6792 | 188.6792 | 188.6792 | 188.6792 | 188.6792 | 188.6792 | 188.6792 | 188.6792 | 188.6792 | 188.6792 | 188.6792 | 188.6792 | 188.6792 | 188.6792 | 188.6792 | 186.9434 | 176.3019 | 4273.5849
2021-02-18 | 165.3736 | 151.7283 | 133.6755 | 93.8566 | 65.3283 | 68.3774 | 109.7962 | 154.1585 | 183.2604 | 184.0604 | 183.2604 | 184.0604 | 183.2604 | 174.7925 | 166.883 | 167.8038 | 167.8038 | 165.3736 | 177.2226 | 183.2604 | 188.6792 | 188.6792 | 188.6792 | 188.6792 | 3818.0528
2021-02-19 | 188.6792 | 184.0302 | 154.1585 | 126.3396 | 151.7283 | 167.8038 | 187.5019 | 188.6792 | 188.6792 | 188.6792 | 188.6792 | 188.6792 | 188.6792 | 188.6792 | 188.6792 | 188.6792 | 188.6792 | 188.6792 | 187.7132 | 182.3396 | 187.7434 | 187.7132 | 188.6792 | 187.7132 | 4357.6151
2021-02-20 | 184.0604 | 184.0302 | 182.3396 | 167.8038 | 151.7283 | 133.6755 | 101.1925 | 101.1925 | 71.8491 | 53.1321 | 45.3887 | 68.3774 | 117.1321 | 151.7283 | 176.3019 | 188.6792 | 188.6792 | 188.6792 | 188.6792 | 188.6792 | 188.6792 | 188.6792 | 188.6792 | 188.6792 | 3588.0453
2021-02-21 | 188.6792 | 188.6792 | 188.6792 | 188.6792 | 188.6792 | 188.6792 | 188.6792 | 188.6792 | 188.6792 | 188.6792 | 188.6792 | 188.6792 | 188.6792 | 188.6792 | 188.6792 | 188.6792 | 188.6792 | 187.7132 | 182.3396 | 174.7925 | 154.1585 | 153.2377 | 151.7283 | 137.5396 | 4349.0566
2021-02-22 | 130.2642 | 113.7208 | 101.1925 | 89.7208 | 83.8943 | 83.8943 | 85.7358 | 85.7358 | 75.834 | 62.2792 | 56.1811 | 83.8943 | 117.1321 | 137.5396 | 151.7283 | 151.7283 | 154.1585 | 167.8038 | 137.5396 | 126.3396 | 136.0302 | 153.2377 | 151.7283 | 153.2377 | 2790.5509
2021-02-23 | 154.1585 | 182.3396 | 187.7434 | 188.6792 | 188.6792 | 188.6792 | 188.6792 | 188.6792 | 188.6792 | 188.6792 | 188.6792 | 188.6792 | 188.6792 | 188.6792 | 188.6792 | 188.6792 | 188.6792 | 188.6792 | 184.0302 | 182.3396 | 188.6792 | 188.6792 | 188.6792 | 188.6792 | 4475.517
2021-02-24 | 188.6792 | 188.6792 | 188.6792 | 188.6792 | 188.6792 | 188.6792 | 188.6792 | 188.6792 | 188.6792 | 188.6792 | 188.6792 | 188.6792 | 188.6792 | 188.6792 | 188.6792 | 188.6792 | 188.6792 | 188.6792 | 188.6792 | 188.6792 | 188.6792 | 188.6792 | 188.6792 | 188.6792 | 4528.3019
2021-02-25 | 188.6792 | 188.6792 | 188.6792 | 188.6792 | 188.6792 | 188.6792 | 188.6792 | 188.6792 | 188.6792 | 188.6792 | 188.6792 | 188.6792 | 188.6792 | 188.6792 | 188.6792 | 188.6792 | 188.6792 | 188.6792 | 188.6792 | 184.0302 | 165.3736 | 151.7283 | 137.5396 | 136.0302 | 4359.6075
2021-02-26 | 136.0302 | 133.6755 | 136.0302 | 151.7283 | 151.7283 | 133.6755 | 130.2642 | 136.0302 | 130.2642 | 113.7208 | 130.2642 | 165.3736 | 166.883 | 165.3736 | 151.7283 | 136.0302 | 133.6755 | 137.5396 | 151.7283 | 151.7283 | 130.2642 | 136.0302 | 151.7283 | 151.7283 | 3413.2226
2021-02-27 | 149.3736 | 151.7283 | 177.7811 | 183.2604 | 177.7811 | 168.3623 | 165.3736 | 151.7283 | 133.6755 | 113.7208 | 117.1321 | 133.6755 | 130.2642 | 117.1321 | 105.6604 | 89.7208 | 85.7358 | 93.8566 | 97.7811 | 89.7208 | 75.834 | 71.8491 | 68.3774 | 71.8491 | 2921.3736
2021-02-28 | 68.3774 | 65.3283 | 59.2302 | 45.3887 | 35.8792 | 31.5321 | 29.3585 | 27.5472 | 22.1132 | 17.3434 | 18.8226 | 33.7057 | 50.5509 | 56.1811 | 45.3887 | 35.8792 | 35.8792 | 40.2264 | 47.9698 | 59.2302 | 68.3774 | 75.834 | 79.9698 | 75.834 | 1125.9472
2021-03-01 | 68.3774 | 59.2302 | 59.2302 | 53.1321 | 47.9698 | 38.0528 | 33.7057 | 31.5321 | 27.5472 | 18.8226 | 10.4302 | 1.8868 | 0 | 0 | 0 | 0 | 0 | 4.7849 | 12.9057 | 15.8642 | 12.9057 | 9.1925 | 4.7849 | 1.8868 | 512.2415
2021-03-02 | 0 | 0 | 0 | 1.8868 | 2.8528 | 2.8528 | 2.8528 | 1.8868 | 0 | 0 | 0 | 0 | 0 | 0 | 0 | 0 | 0 | 0 | 0 | 0 | 0 | 0 | 0 | 0 | 12.3321
2021-03-03 | 0 | 0 | 0 | 0 | 0 | 0 | 0 | 0 | 0 | 0 | 4.7849 | 6.717 | 10.4302 | 14.3849 | 17.3434 | 15.8642 | 10.4302 | 5.7509 | 4.7849 | 4.7849 | 10.4302 | 20.3019 | 35.8792 | 56.1811 | 218.0679
2021-03-04 | 79.9698 | 126.3396 | 166.883 | 174.7925 | 165.3736 | 149.3736 | 126.3396 | 109.7962 | 83.8943 | 75.834 | 68.3774 | 59.2302 | 47.9698 | 33.7057 | 23.9245 | 18.8226 | 17.3434 | 23.9245 | 25.7358 | 22.1132 | 17.3434 | 9.1925 | 3.8189 | 0 | 1630.0981
2021-03-05 | 0 | 0 | 0 | 0 | 3.8189 | 4.7849 | 4.7849 | 2.8528 | 1.8868 | 0 | 3.8189 | 7.9547 | 14.3849 | 17.3434 | 18.8226 | 15.8642 | 15.8642 | 17.3434 | 22.1132 | 29.3585 | 38.0528 | 42.8075 | 45.3887 | 47.9698 | 355.2151
2021-03-06 | 50.5509 | 56.1811 | 56.1811 | 56.1811 | 56.1811 | 59.2302 | 65.3283 | 65.3283 | 53.1321 | 53.1321 | 62.2792 | 71.8491 | 75.834 | 79.9698 | 83.8943 | 89.7208 | 113.7208 | 149.3736 | 154.1585 | 165.3736 | 166.883 | 151.7283 | 151.7283 | 154.1585 | 2242.0981
2021-03-07 | 166.883 | 166.883 | 165.3736 | 153.2377 | 133.6755 | 113.7208 | 101.1925 | 85.7358 | 68.3774 | 53.1321 | 45.3887 | 50.5509 | 50.5509 | 33.7057 | 18.8226 | 12.9057 | 18.8226 | 40.2264 | 65.3283 | 79.9698 | 79.9698 | 83.8943 | 85.7358 | 93.8566 | 1967.9396
2021-03-08 | 79.9698 | 71.8491 | 75.834 | 79.9698 | 85.7358 | 85.7358 | 75.834 | 59.2302 | 40.2264 | 27.5472 | 20.3019 | 11.6679 | 4.7849 | 0 | 0 | 0 | 0 | 0 | 0 | 0 | 11.6679 | 20.3019 | 27.5472 | 31.5321 | 809.7358
2021-03-09 | 35.8792 | 38.0528 | 40.2264 | 47.9698 | 59.2302 | 79.9698 | 101.1925 | 117.1321 | 109.7962 | 85.7358 | 101.1925 | 130.2642 | 149.3736 | 165.3736 | 177.2226 | 187.7132 | 188.6792 | 188.6792 | 188.6792 | 188.6792 | 188.6792 | 188.6792 | 188.6792 | 188.6792 | 3135.7585
2021-03-10 | 188.6792 | 188.6792 | 188.6792 | 188.6792 | 188.6792 | 188.6792 | 188.6792 | 188.6792 | 183.2604 | 182.3396 | 183.2604 | 186.9434 | 184.0302 | 167.8038 | 137.5396 | 119.4868 | 149.3736 | 184.0302 | 188.6792 | 188.6792 | 188.6792 | 188.6792 | 188.6792 | 188.6792 | 4319.5774
2021-03-11 | 188.6792 | 188.6792 | 188.6792 | 188.6792 | 188.6792 | 188.6792 | 188.6792 | 188.6792 | 188.6792 | 188.6792 | 188.6792 | 188.6792 | 188.6792 | 188.6792 | 188.6792 | 188.6792 | 188.6792 | 188.6792 | 188.6792 | 188.6792 | 188.6792 | 188.6792 | 188.6792 | 188.6792 | 4528.3019
2021-03-12 | 188.6792 | 188.6792 | 188.6792 | 188.6792 | 188.6792 | 188.6792 | 188.6792 | 188.6792 | 188.6792 | 188.6792 | 188.6792 | 188.6792 | 188.6792 | 188.6792 | 188.6792 | 188.6792 | 187.7434 | 184.0302 | 174.7925 | 151.7283 | 136.0302 | 130.2642 | 113.7208 | 85.7358 | 4182.9132
2021-03-13 | 59.2302 | 42.8075 | 42.8075 | 53.1321 | 62.2792 | 83.8943 | 105.6604 | 117.1321 | 113.7208 | 137.5396 | 182.3396 | 187.5019 | 187.5019 | 183.2604 | 168.3623 | 165.3736 | 174.7925 | 184.0604 | 188.6792 | 188.6792 | 188.6792 | 188.6792 | 188.6792 | 188.6792 | 3383.4717
2021-03-14 | 188.6792 | 188.6792 | 188.6792 | 188.6792 | 188.6792 | 188.6792 | 188.6792 | 188.6792 | 188.6792 | 188.6792 | 188.6792 | 188.6792 | 188.6792 | 188.6792 | 188.6792 | 188.6792 | 188.6792 | 188.6792 | 187.7434 | 184.0302 | 182.3396 | 177.7811 | 177.2226 | 176.3019 | 4481.6453
2021-03-15 | 176.3019 | 184.0302 | 182.3396 | 177.2226 | 167.8038 | 151.7283 | 137.5396 | 109.7962 | 68.3774 | 40.2264 | 38.0528 | 38.0528 | 38.0528 | 35.8792 | 29.3585 | 17.3434 | 3.8189 | 0 | 0 | 0 | 3.8189 | 22.1132 | 42.8075 | 45.3887 | 1710.0528
2021-03-16 | 31.5321 | 31.5321 | 59.2302 | 71.8491 | 136.0302 | 188.6792 | 188.6792 | 188.6792 | 188.6792 | 188.6792 | 188.6792 | 188.6792 | 188.6792 | 188.6792 | 188.6792 | 188.6792 | 188.6792 | 188.6792 | 188.6792 | 188.6792 | 187.7434 | 187.7434 | 187.7434 | 187.7434 | 3911.3358
2021-03-17 | 187.7434 | 187.7434 | 187.5019 | 187.5019 | 186.9434 | 182.3396 | 174.7925 | 165.3736 | 137.5396 | 149.3736 | 149.3736 | 130.2642 | 119.4868 | 105.6604 | 75.834 | 53.1321 | 33.7057 | 29.3585 | 38.0528 | 47.9698 | 59.2302 | 68.3774 | 71.8491 | 71.8491 | 2800.9962
2021-03-18 | 75.834 | 97.7811 | 126.3396 | 151.7283 | 166.883 | 166.883 | 177.7811 | 184.0604 | 182.3396 | 177.7811 | 187.7132 | 187.7434 | 186.9434 | 183.2604 | 176.3019 | 167.8038 | 151.7283 | 130.2642 | 126.3396 | 130.2642 | 130.2642 | 113.7208 | 105.6604 | 109.7962 | 3595.2151
2021-03-19 | 75.834 | 59.2302 | 65.3283 | 83.8943 | 79.9698 | 75.834 | 79.9698 | 89.7208 | 75.834 | 68.3774 | 68.3774 | 65.3283 | 56.1811 | 47.9698 | 47.9698 | 38.0528 | 31.5321 | 35.8792 | 50.5509 | 65.3283 | 75.834 | 79.9698 | 85.7358 | 83.8943 | 1586.5962
2021-03-20 | 79.9698 | 79.9698 | 75.834 | 79.9698 | 93.8566 | 101.1925 | 117.1321 | 149.3736 | 167.8038 | 188.6792 | 188.6792 | 188.6792 | 188.6792 | 188.6792 | 188.6792 | 188.6792 | 188.6792 | 188.6792 | 186.9434 | 174.7925 | 151.7283 | 136.0302 | 119.4868 | 113.7208 | 3525.917
2021-03-21 | 117.1321 | 117.1321 | 117.1321 | 126.3396 | 136.0302 | 149.3736 | 151.7283 | 137.5396 | 133.6755 | 136.0302 | 133.6755 | 133.6755 | 133.6755 | 137.5396 | 137.5396 | 137.5396 | 117.1321 | 85.7358 | 85.7358 | 101.1925 | 113.7208 | 126.3396 | 113.7208 | 105.6604 | 2984.9962
2021-03-22 | 101.1925 | 97.7811 | 97.7811 | 109.7962 | 109.7962 | 101.1925 | 119.4868 | 133.6755 | 154.1585 | 137.5396 | 153.2377 | 182.3396 | 187.5019 | 187.7132 | 183.8189 | 174.7925 | 165.3736 | 165.3736 | 165.3736 | 154.1585 | 151.7283 | 153.2377 | 151.7283 | 151.7283 | 3490.5057
2021-03-23 | 153.2377 | 154.1585 | 166.883 | 168.3623 | 174.7925 | 176.3019 | 174.7925 | 174.7925 | 177.2226 | 184.0302 | 188.6792 | 188.6792 | 188.6792 | 188.6792 | 188.6792 | 188.6792 | 188.6792 | 188.6792 | 188.6792 | 188.6792 | 188.6792 | 188.6792 | 188.6792 | 188.6792 | 4346.083
2021-03-24 | 188.6792 | 188.6792 | 184.0302 | 174.7925 | 151.7283 | 133.6755 | 117.1321 | 89.7208 | 97.7811 | 149.3736 | 166.883 | 176.3019 | 184.0604 | 188.6792 | 188.6792 | 188.6792 | 188.6792 | 188.6792 | 188.6792 | 188.6792 | 188.6792 | 188.6792 | 188.6792 | 177.7811 | 4067.4113
2021-03-25 | 153.2377 | 167.8038 | 165.3736 | 137.5396 | 113.7208 | 113.7208 | 137.5396 | 153.2377 | 167.8038 | 177.2226 | 184.0302 | 187.7132 | 187.5019 | 187.7434 | 188.6792 | 188.6792 | 187.7132 | 186.9434 | 186.9434 | 187.5019 | 186.9434 | 184.0604 | 187.7132 | 187.7434 | 4107.1094
2021-03-26 | 186.9434 | 187.7132 | 187.7132 | 153.2377 | 117.1321 | 93.8566 | 97.7811 | 113.7208 | 119.4868 | 137.5396 | 176.3019 | 187.7434 | 188.6792 | 188.6792 | 188.6792 | 188.6792 | 184.0302 | 168.3623 | 165.3736 | 153.2377 | 130.2642 | 109.7962 | 97.7811 | 97.7811 | 3620.5132
2021-03-27 | 97.7811 | 109.7962 | 126.3396 | 137.5396 | 151.7283 | 154.1585 | 165.3736 | 168.3623 | 174.7925 | 166.883 | 151.7283 | 151.7283 | 165.3736 | 166.883 | 165.3736 | 151.7283 | 165.3736 | 187.5019 | 188.6792 | 188.6792 | 188.6792 | 188.6792 | 188.6792 | 188.6792 | 3890.5208
2021-03-28 | 188.6792 | 188.6792 | 188.6792 | 188.6792 | 188.6792 | 188.6792 | 188.6792 | 188.6792 | 188.6792 | 188.6792 | 188.6792 | 188.6792 | 183.8189 | 183.8189 | 174.7925 | 151.7283 | 182.3396 | 188.6792 | 188.6792 | 188.6792 | 188.6792 | 188.6792 | 188.6792 | 188.6792 | 4461.4038
2021-03-29 | 188.6792 | 188.6792 | 188.6792 | 188.6792 | 188.6792 | 188.6792 | 188.6792 | 188.6792 | 188.6792 | 188.6792 | 188.6792 | 188.6792 | 184.0302 | 154.1585 | 85.7358 | 27.5472 | 20.3019 | 68.3774 | 165.3736 | 188.6792 | 188.6792 | 188.6792 | 188.6792 | 188.6792 | 3913.0717
2021-03-30 | 188.6792 | 188.6792 | 188.6792 | 188.6792 | 188.6792 | 188.6792 | 188.6792 | 188.6792 | 188.6792 | 188.6792 | 188.6792 | 188.6792 | 188.6792 | 187.7132 | 183.8189 | 167.8038 | 119.4868 | 47.9698 | 14.3849 | 22.1132 | 53.1321 | 105.6604 | 137.5396 | 153.2377 | 3645.6906
2021-03-31 | 154.1585 | 154.1585 | 165.3736 | 168.3623 | 183.8189 | 188.6792 | 188.6792 | 188.6792 | 188.6792 | 188.6792 | 188.6792 | 188.6792 | 187.7434 | 183.8189 | 174.7925 | 154.1585 | 149.3736 | 137.5396 | 133.6755 | 136.0302 | 126.3396 | 117.1321 | 89.7208 | 59.2302 | 3796.1811
2021-04-01 | 33.7057 | 23.9245 | 22.1132 | 20.3019 | 15.8642 | 12.9057 | 15.8642 | 17.3434 | 11.6679 | 5.7509 | 2.8528 | 0 | 0 | 0 | 0 | 0 | 0 | 0 | 1.8868 | 7.9547 | 14.3849 | 22.1132 | 33.7057 | 53.1321 | 315.4717
2021-04-02 | 79.9698 | 109.7962 | 126.3396 | 119.4868 | 130.2642 | 126.3396 | 119.4868 | 101.1925 | 101.1925 | 97.7811 | 93.8566 | 97.7811 | 89.7208 | 71.8491 | 56.1811 | 53.1321 | 62.2792 | 83.8943 | 101.1925 | 89.7208 | 62.2792 | 47.9698 | 38.0528 | 33.7057 | 2093.4642
2021-04-03 | 38.0528 | 53.1321 | 79.9698 | 97.7811 | 109.7962 | 117.1321 | 117.1321 | 109.7962 | 105.6604 | 101.1925 | 97.7811 | 89.7208 | 97.7811 | 109.7962 | 117.1321 | 113.7208 | 113.7208 | 105.6604 | 117.1321 | 133.6755 | 136.0302 | 137.5396 | 153.2377 | 153.2377 | 2605.8113
2021-04-04 | 151.7283 | 154.1585 | 187.7434 | 188.6792 | 188.6792 | 188.6792 | 188.6792 | 188.6792 | 188.6792 | 188.6792 | 188.6792 | 0 | 0 | 188.6792 | 188.6792 | 188.6792 | 188.6792 | 188.6792 | 188.6792 | 188.6792 | 188.6792 | 188.6792 | 188.6792 | 188.6792 | 4078.5358
2021-04-05 | 188.6792 | 188.6792 | 188.6792 | 188.6792 | 188.6792 | 188.6792 | 188.6792 | 188.6792 | 188.6792 | 188.6792 | 188.6792 | 188.6792 | 188.6792 | 188.6792 | 188.6792 | 188.6792 | 188.6792 | 188.6792 | 188.6792 | 188.6792 | 188.6792 | 188.6792 | 188.6792 | 188.6792 | 4528.3019
2021-04-06 | 188.6792 | 188.6792 | 188.6792 | 188.6792 | 188.6792 | 188.6792 | 188.6792 | 188.6792 | 188.6792 | 188.6792 | 188.6792 | 188.6792 | 188.6792 | 188.6792 | 188.6792 | 188.6792 | 188.6792 | 188.6792 | 188.6792 | 188.6792 | 188.6792 | 188.6792 | 188.6792 | 188.6792 | 4528.3019
2021-04-07 | 188.6792 | 188.6792 | 187.7434 | 188.6792 | 187.7434 | 184.0302 | 176.3019 | 167.8038 | 166.883 | 153.2377 | 137.5396 | 126.3396 | 113.7208 | 97.7811 | 85.7358 | 71.8491 | 56.1811 | 42.8075 | 38.0528 | 35.8792 | 50.5509 | 85.7358 | 130.2642 | 166.883 | 3029.1019
2021-04-08 | 187.7434 | 188.6792 | 188.6792 | 188.6792 | 188.6792 | 188.6792 | 188.6792 | 188.6792 | 188.6792 | 188.6792 | 188.6792 | 188.6792 | 188.6792 | 188.6792 | 188.6792 | 188.6792 | 188.6792 | 188.6792 | 188.6792 | 188.6792 | 188.6792 | 188.6792 | 188.6792 | 188.6792 | 4527.366
2021-04-09 | 188.6792 | 188.6792 | 188.6792 | 188.6792 | 188.6792 | 187.7132 | 183.2604 | 182.3396 | 187.7132 | 187.7434 | 187.7434 | 187.7132 | 184.0604 | 183.8189 | 183.2604 | 177.7811 | 174.7925 | 151.7283 | 126.3396 | 109.7962 | 101.1925 | 93.8566 | 93.8566 | 89.7208 | 3917.8264
2021-04-10 | 79.9698 | 79.9698 | 79.9698 | 79.9698 | 83.8943 | 83.8943 | 79.9698 | 71.8491 | 79.9698 | 83.8943 | 79.9698 | 75.834 | 71.8491 | 71.8491 | 75.834 | 79.9698 | 75.834 | 65.3283 | 62.2792 | 65.3283 | 59.2302 | 50.5509 | 45.3887 | 45.3887 | 1727.9849
2021-04-11 | 50.5509 | 56.1811 | 62.2792 | 65.3283 | 65.3283 | 68.3774 | 65.3283 | 59.2302 | 56.1811 | 53.1321 | 47.9698 | 42.8075 | 38.0528 | 35.8792 | 33.7057 | 38.0528 | 38.0528 | 38.0528 | 40.2264 | 45.3887 | 47.9698 | 47.9698 | 50.5509 | 56.1811 | 1202.7774
2021-04-12 | 62.2792 | 68.3774 | 71.8491 | 68.3774 | 65.3283 | 62.2792 | 56.1811 | 45.3887 | 40.2264 | 35.8792 | 31.5321 | 29.3585 | 31.5321 | 35.8792 | 40.2264 | 38.0528 | 35.8792 | 33.7057 | 33.7057 | 31.5321 | 25.7358 | 20.3019 | 18.8226 | 15.8642 | 998.2943
2021-04-13 | 15.8642 | 14.3849 | 12.9057 | 10.4302 | 7.9547 | 5.7509 | 1.8868 | 0 | 0 | 0 | 0 | 0 | 0 | 0 | 0 | 0 | 0 | 0 | 0 | 1.8868 | 1.8868 | 0 | 0 | 2.8528 | 75.8038
2021-04-14 | 3.8189 | 4.7849 | 4.7849 | 4.7849 | 4.7849 | 5.7509 | 7.9547 | 6.717 | 5.7509 | 4.7849 | 0 | 0 | 0 | 0 | 0 | 0 | 0 | 0 | 0 | 0 | 0 | 4.7849 | 9.1925 | 11.6679 | 79.5623
2021-04-15 | 12.9057 | 10.4302 | 5.7509 | 1.8868 | 0 | 0 | 2.8528 | 2.8528 | 6.717 | 12.9057 | 12.9057 | 11.6679 | 10.4302 | 10.4302 | 10.4302 | 12.9057 | 20.3019 | 33.7057 | 50.5509 | 71.8491 | 89.7208 | 101.1925 | 109.7962 | 113.7208 | 715.9094
2021-04-16 | 113.7208 | 113.7208 | 105.6604 | 93.8566 | 89.7208 | 89.7208 | 65.3283 | 38.0528 | 40.2264 | 56.1811 | 47.9698 | 35.8792 | 27.5472 | 20.3019 | 14.3849 | 10.4302 | 7.9547 | 7.9547 | 11.6679 | 18.8226 | 23.9245 | 20.3019 | 14.3849 | 10.4302 | 1078.1434
2021-04-17 | 9.1925 | 7.9547 | 5.7509 | 7.9547 | 17.3434 | 25.7358 | 27.5472 | 15.8642 | 18.8226 | 20.3019 | 18.8226 | 15.8642 | 17.3434 | 22.1132 | 31.5321 | 38.0528 | 40.2264 | 45.3887 | 62.2792 | 85.7358 | 109.7962 | 119.4868 | 126.3396 | 130.2642 | 1019.7132
2021-04-18 | 137.5396 | 130.2642 | 126.3396 | 126.3396 | 119.4868 | 117.1321 | 109.7962 | 105.6604 | 101.1925 | 93.8566 | 85.7358 | 75.834 | 62.2792 | 50.5509 | 40.2264 | 29.3585 | 25.7358 | 22.1132 | 29.3585 | 38.0528 | 50.5509 | 65.3283 | 68.3774 | 65.3283 | 1876.4377
2021-04-19 | 59.2302 | 62.2792 | 68.3774 | 75.834 | 79.9698 | 75.834 | 68.3774 | 62.2792 | 83.8943 | 97.7811 | 105.6604 | 97.7811 | 85.7358 | 71.8491 | 56.1811 | 42.8075 | 29.3585 | 20.3019 | 18.8226 | 18.8226 | 20.3019 | 23.9245 | 33.7057 | 45.3887 | 1404.4981
2021-04-20 | 45.3887 | 53.1321 | 59.2302 | 68.3774 | 75.834 | 68.3774 | 62.2792 | 85.7358 | 105.6604 | 109.7962 | 101.1925 | 109.7962 | 126.3396 | 137.5396 | 154.1585 | 176.3019 | 183.8189 | 184.0604 | 183.8189 | 177.2226 | 167.8038 | 151.7283 | 133.6755 | 117.1321 | 2838.4
2021-04-21 | 97.7811 | 75.834 | 59.2302 | 47.9698 | 40.2264 | 31.5321 | 17.3434 | 6.717 | 0 | 0 | 0 | 0 | 0 | 0 | 0 | 0 | 0 | 0 | 0 | 5.7509 | 6.717 | 2.8528 | 0 | 0 | 391.9547
2021-04-22 | 0 | 0 | 0 | 0 | 0 | 0 | 0 | 0 | 0 | 0 | 0 | 0 | 0 | 2.8528 | 4.7849 | 5.7509 | 6.717 | 5.7509 | 4.7849 | 6.717 | 6.717 | 3.8189 | 0 | 0 | 47.8943
2021-04-23 | 0 | 0 | 0 | 0 | 0 | 0 | 0 | 0 | 0 | 0 | 0 | 0 | 0 | 5.7509 | 10.4302 | 17.3434 | 29.3585 | 50.5509 | 68.3774 | 89.7208 | 97.7811 | 97.7811 | 85.7358 | 68.3774 | 621.2075
2021-04-24 | 53.1321 | 38.0528 | 27.5472 | 22.1132 | 18.8226 | 17.3434 | 11.6679 | 12.9057 | 14.3849 | 14.3849 | 11.6679 | 11.6679 | 10.4302 | 11.6679 | 14.3849 | 22.1132 | 31.5321 | 40.2264 | 50.5509 | 56.1811 | 59.2302 | 53.1321 | 42.8075 | 38.0528 | 684
2021-04-25 | 35.8792 | 29.3585 | 20.3019 | 17.3434 | 15.8642 | 14.3849 | 9.1925 | 7.9547 | 9.1925 | 9.1925 | 5.7509 | 4.7849 | 0 | 0 | 0 | 0 | 0 | 0 | 0 | 0 | 0 | 0 | 0 | 0 | 179.2
2021-04-26 | 1.8868 | 14.3849 | 29.3585 | 40.2264 | 47.9698 | 47.9698 | 33.7057 | 22.1132 | 45.3887 | 83.8943 | 89.7208 | 83.8943 | 59.2302 | 45.3887 | 40.2264 | 40.2264 | 45.3887 | 47.9698 | 40.2264 | 42.8075 | 62.2792 | 97.7811 | 136.0302 | 165.3736 | 1363.4415
2021-04-27 | 184.0302 | 188.6792 | 188.6792 | 188.6792 | 188.6792 | 188.6792 | 187.7434 | 187.7434 | 183.8189 | 176.3019 | 167.8038 | 154.1585 | 149.3736 | 130.2642 | 113.7208 | 101.1925 | 89.7208 | 83.8943 | 75.834 | 71.8491 | 89.7208 | 97.7811 | 105.6604 | 113.7208 | 3407.7283
2021-04-28 | 117.1321 | 117.1321 | 113.7208 | 109.7962 | 101.1925 | 93.8566 | 79.9698 | 71.8491 | 62.2792 | 56.1811 | 53.1321 | 47.9698 | 42.8075 | 38.0528 | 31.5321 | 29.3585 | 27.5472 | 27.5472 | 27.5472 | 25.7358 | 25.7358 | 25.7358 | 29.3585 | 33.7057 | 1388.8755
2021-04-29 | 38.0528 | 42.8075 | 53.1321 | 62.2792 | 71.8491 | 83.8943 | 101.1925 | 117.1321 | 130.2642 | 137.5396 | 149.3736 | 151.7283 | 154.1585 | 165.3736 | 165.3736 | 165.3736 | 165.3736 | 165.3736 | 151.7283 | 137.5396 | 130.2642 | 117.1321 | 101.1925 | 79.9698 | 2838.0981
2021-04-30 | 68.3774 | 59.2302 | 56.1811 | 53.1321 | 53.1321 | 50.5509 | 40.2264 | 38.0528 | 29.3585 | 23.9245 | 22.1132 | 20.3019 | 20.3019 | 20.3019 | 22.1132 | 23.9245 | 23.9245 | 23.9245 | 20.3019 | 17.3434 | 14.3849 | 10.4302 | 5.7509 | 3.8189 | 721.1019
2021-05-01 | 0 | 0 | 0 | 0 | 0 | 0 | 0 | 0 | 0 | 0 | 0 | 0 | 0 | 0 | 0 | 3.8189 | 3.8189 | 3.8189 | 2.8528 | 2.8528 | 0 | 0 | 0 | 0 | 17.1623
2021-05-02 | 0 | 0 | 0 | 0 | 0 | 0 | 0 | 0 | 0 | 0 | 0 | 0 | 0 | 0 | 1.8868 | 2.8528 | 1.8868 | 0 | 0 | 0 | 0 | 0 | 0 | 0 | 6.6264
2021-05-03 | 0 | 0 | 0 | 0 | 0 | 0 | 4.7849 | 14.3849 | 29.3585 | 47.9698 | 75.834 | 109.7962 | 137.5396 | 165.3736 | 177.2226 | 184.0604 | 188.6792 | 188.6792 | 187.7434 | 187.7132 | 187.7434 | 188.6792 | 188.6792 | 188.6792 | 2452.9208
2021-05-04 | 188.6792 | 188.6792 | 188.6792 | 188.6792 | 188.6792 | 188.6792 | 188.6792 | 188.6792 | 188.6792 | 188.6792 | 188.6792 | 188.6792 | 188.6792 | 188.6792 | 188.6792 | 188.6792 | 188.6792 | 188.6792 | 188.6792 | 188.6792 | 188.6792 | 187.7434 | 187.5019 | 184.0604 | 4521.5698
2021-05-05 | 183.8189 | 183.2604 | 176.3019 | 177.7811 | 183.2604 | 183.8189 | 186.9434 | 187.7434 | 187.7434 | 186.9434 | 183.2604 | 177.7811 | 176.3019 | 174.7925 | 168.3623 | 174.7925 | 176.3019 | 176.3019 | 167.8038 | 167.8038 | 168.3623 | 182.3396 | 174.7925 | 167.8038 | 4274.4151
2021-05-06 | 151.7283 | 109.7962 | 68.3774 | 65.3283 | 105.6604 | 149.3736 | 167.8038 | 166.883 | 176.3019 | 176.3019 | 165.3736 | 137.5396 | 133.6755 | 133.6755 | 137.5396 | 137.5396 | 133.6755 | 126.3396 | 113.7208 | 105.6604 | 101.1925 | 97.7811 | 93.8566 | 85.7358 | 3040.8604
2021-05-07 | 83.8943 | 89.7208 | 101.1925 | 109.7962 | 113.7208 | 105.6604 | 101.1925 | 101.1925 | 93.8566 | 83.8943 | 75.834 | 68.3774 | 65.3283 | 59.2302 | 53.1321 | 45.3887 | 35.8792 | 23.9245 | 17.3434 | 14.3849 | 10.4302 | 9.1925 | 4.7849 | 0 | 1467.3509
2021-05-08 | 0 | 0 | 0 | 6.717 | 23.9245 | 47.9698 | 83.8943 | 119.4868 | 165.3736 | 176.3019 | 183.8189 | 187.7434 | 188.6792 | 188.6792 | 188.6792 | 188.6792 | 188.6792 | 188.6792 | 188.6792 | 188.6792 | 184.0604 | 151.7283 | 85.7358 | 35.8792 | 2962.0679
2021-05-09 | 12.9057 | 2.8528 | 0 | 1.8868 | 7.9547 | 15.8642 | 25.7358 | 35.8792 | 38.0528 | 27.5472 | 15.8642 | 4.7849 | 1.8868 | 7.9547 | 20.3019 | 33.7057 | 40.2264 | 40.2264 | 47.9698 | 59.2302 | 83.8943 | 97.7811 | 101.1925 | 93.8566 | 817.5547
2021-05-10 | 85.7358 | 75.834 | 53.1321 | 42.8075 | 38.0528 | 25.7358 | 11.6679 | 7.9547 | 17.3434 | 20.3019 | 31.5321 | 38.0528 | 33.7057 | 27.5472 | 22.1132 | 15.8642 | 10.4302 | 7.9547 | 6.717 | 7.9547 | 7.9547 | 7.9547 | 11.6679 | 17.3434 | 625.3585
2021-05-11 | 18.8226 | 18.8226 | 22.1132 | 23.9245 | 27.5472 | 29.3585 | 22.1132 | 27.5472 | 56.1811 | 113.7208 | 136.0302 | 137.5396 | 137.5396 | 137.5396 | 119.4868 | 83.8943 | 45.3887 | 20.3019 | 5.7509 | 0 | 2.8528 | 10.4302 | 18.8226 | 25.7358 | 1241.4642
2021-05-12 | 31.5321 | 33.7057 | 35.8792 | 40.2264 | 42.8075 | 45.3887 | 45.3887 | 47.9698 | 71.8491 | 117.1321 | 151.7283 | 174.7925 | 177.7811 | 182.3396 | 182.3396 | 177.7811 | 177.2226 | 167.8038 | 153.2377 | 151.7283 | 137.5396 | 137.5396 | 137.5396 | 137.5396 | 2758.7925
2021-05-13 | 133.6755 | 119.4868 | 105.6604 | 97.7811 | 93.8566 | 89.7208 | 89.7208 | 89.7208 | 89.7208 | 89.7208 | 89.7208 | 83.8943 | 71.8491 | 62.2792 | 53.1321 | 42.8075 | 35.8792 | 27.5472 | 20.3019 | 15.8642 | 12.9057 | 9.1925 | 6.717 | 4.7849 | 1535.9396
2021-05-14 | 6.717 | 10.4302 | 15.8642 | 20.3019 | 22.1132 | 22.1132 | 17.3434 | 14.3849 | 14.3849 | 12.9057 | 10.4302 | 6.717 | 5.7509 | 4.7849 | 5.7509 | 10.4302 | 15.8642 | 22.1132 | 23.9245 | 15.8642 | 6.717 | 0 | 0 | 0 | 284.9057
2021-05-15 | 0 | 0 | 0 | 0 | 0 | 0 | 0 | 0 | 0 | 0 | 0 | 0 | 0 | 0 | 0 | 1.8868 | 3.8189 | 5.7509 | 5.7509 | 2.8528 | 0 | 0 | 0 | 0 | 20.0604
2021-05-16 | 0 | 0 | 0 | 0 | 0 | 0 | 0 | 0 | 0 | 0 | 0 | 0 | 0 | 0 | 0 | 3.8189 | 10.4302 | 18.8226 | 23.9245 | 27.5472 | 27.5472 | 22.1132 | 15.8642 | 7.9547 | 158.0226
2021-05-17 | 0 | 0 | 0 | 0 | 0 | 0 | 0 | 0 | 0 | 0 | 0 | 0 | 0 | 0 | 0 | 0 | 0 | 0 | 2.8528 | 2.8528 | 0 | 0 | 0 | 0 | 5.7057
2021-05-18 | 3.8189 | 11.6679 | 20.3019 | 25.7358 | 23.9245 | 17.3434 | 11.6679 | 9.1925 | 6.717 | 4.7849 | 3.8189 | 3.8189 | 4.7849 | 4.7849 | 3.8189 | 3.8189 | 5.7509 | 9.1925 | 14.3849 | 15.8642 | 18.8226 | 20.3019 | 23.9245 | 25.7358 | 293.9774
2021-05-19 | 29.3585 | 31.5321 | 29.3585 | 25.7358 | 20.3019 | 15.8642 | 11.6679 | 7.9547 | 6.717 | 7.9547 | 7.9547 | 7.9547 | 5.7509 | 4.7849 | 3.8189 | 2.8528 | 4.7849 | 6.717 | 7.9547 | 9.1925 | 12.9057 | 15.8642 | 18.8226 | 22.1132 | 317.917
2021-05-20 | 27.5472 | 35.8792 | 53.1321 | 75.834 | 89.7208 | 89.7208 | 93.8566 | 117.1321 | 133.6755 | 151.7283 | 168.3623 | 182.3396 | 186.9434 | 188.6792 | 188.6792 | 188.6792 | 188.6792 | 188.6792 | 187.7434 | 187.7132 | 188.6792 | 188.6792 | 188.6792 | 188.6792 | 3479.4415
2021-05-21 | 188.6792 | 188.6792 | 188.6792 | 188.6792 | 188.6792 | 188.6792 | 188.6792 | 188.6792 | 188.6792 | 188.6792 | 188.6792 | 188.6792 | 188.6792 | 188.6792 | 188.6792 | 188.6792 | 188.6792 | 188.6792 | 188.6792 | 184.0302 | 177.2226 | 176.3019 | 174.7925 | 174.7925 | 4472.0453
2021-05-22 | 167.8038 | 167.8038 | 167.8038 | 166.883 | 153.2377 | 149.3736 | 149.3736 | 136.0302 | 126.3396 | 109.7962 | 93.8566 | 83.8943 | 83.8943 | 83.8943 | 79.9698 | 75.834 | 62.2792 | 50.5509 | 38.0528 | 29.3585 | 22.1132 | 12.9057 | 4.7849 | 0 | 2215.834
2021-05-23 | 0 | 0 | 0 | 3.8189 | 17.3434 | 35.8792 | 45.3887 | 59.2302 | 68.3774 | 71.8491 | 79.9698 | 93.8566 | 117.1321 | 137.5396 | 154.1585 | 174.7925 | 182.3396 | 177.7811 | 176.3019 | 176.3019 | 174.7925 | 165.3736 | 149.3736 | 136.0302 | 2397.6302
2021-05-24 | 136.0302 | 151.7283 | 167.8038 | 177.2226 | 183.2604 | 183.8189 | 183.8189 | 184.0302 | 183.8189 | 182.3396 | 174.7925 | 166.883 | 165.3736 | 153.2377 | 151.7283 | 137.5396 | 130.2642 | 113.7208 | 93.8566 | 85.7358 | 101.1925 | 113.7208 | 113.7208 | 113.7208 | 3549.3585
2021-05-25 | 113.7208 | 93.8566 | 83.8943 | 83.8943 | 79.9698 | 62.2792 | 59.2302 | 71.8491 | 71.8491 | 68.3774 | 65.3283 | 56.1811 | 45.3887 | 45.3887 | 53.1321 | 65.3283 | 79.9698 | 85.7358 | 85.7358 | 83.8943 | 83.8943 | 101.1925 | 105.6604 | 93.8566 | 1839.6075
2021-05-26 | 89.7208 | 83.8943 | 85.7358 | 89.7208 | 85.7358 | 79.9698 | 68.3774 | 75.834 | 71.8491 | 83.8943 | 105.6604 | 117.1321 | 119.4868 | 119.4868 | 113.7208 | 109.7962 | 105.6604 | 97.7811 | 85.7358 | 68.3774 | 47.9698 | 35.8792 | 29.3585 | 29.3585 | 2000.1358
2021-05-27 | 29.3585 | 29.3585 | 23.9245 | 15.8642 | 6.717 | 0 | 0 | 0 | 0 | 0 | 0 | 0 | 0 | 0 | 0 | 0 | 0 | 0 | 0 | 4.7849 | 25.7358 | 38.0528 | 33.7057 | 22.1132 | 229.6151
2021-05-28 | 14.3849 | 10.4302 | 9.1925 | 7.9547 | 7.9547 | 6.717 | 9.1925 | 15.8642 | 20.3019 | 20.3019 | 20.3019 | 18.8226 | 22.1132 | 27.5472 | 35.8792 | 45.3887 | 53.1321 | 62.2792 | 65.3283 | 65.3283 | 62.2792 | 59.2302 | 53.1321 | 47.9698 | 761.0264
2021-05-29 | 38.0528 | 27.5472 | 20.3019 | 15.8642 | 12.9057 | 7.9547 | 2.8528 | 1.8868 | 0 | 0 | 0 | 0 | 0 | 0 | 0 | 0 | 0 | 0 | 0 | 4.7849 | 6.717 | 6.717 | 3.8189 | 0 | 149.4038
2021-05-30 | 0 | 0 | 0 | 0 | 0 | 0 | 0 | 0 | 0 | 0 | 0 | 2.8528 | 6.717 | 12.9057 | 17.3434 | 20.3019 | 18.8226 | 17.3434 | 18.8226 | 23.9245 | 33.7057 | 47.9698 | 53.1321 | 53.1321 | 326.9736
2021-05-31 | 47.9698 | 40.2264 | 33.7057 | 27.5472 | 25.7358 | 20.3019 | 11.6679 | 9.1925 | 15.8642 | 20.3019 | 27.5472 | 40.2264 | 59.2302 | 93.8566 | 130.2642 | 153.2377 | 165.3736 | 151.7283 | 151.7283 | 151.7283 | 151.7283 | 165.3736 | 154.1585 | 137.5396 | 1986.234
2021-06-01 | 119.4868 | 109.7962 | 109.7962 | 113.7208 | 109.7962 | 93.8566 | 79.9698 | 79.9698 | 83.8943 | 71.8491 | 45.3887 | 23.9245 | 10.4302 | 5.7509 | 0 | 0 | 0 | 0 | 6.717 | 17.3434 | 22.1132 | 25.7358 | 27.5472 | 33.7057 | 1190.7925
2021-06-02 | 35.8792 | 38.0528 | 42.8075 | 47.9698 | 47.9698 | 35.8792 | 31.5321 | 42.8075 | 65.3283 | 89.7208 | 119.4868 | 136.0302 | 137.5396 | 149.3736 | 151.7283 | 154.1585 | 167.8038 | 167.8038 | 153.2377 | 137.5396 | 136.0302 | 133.6755 | 119.4868 | 113.7208 | 2455.5623
2021-06-03 | 113.7208 | 109.7962 | 105.6604 | 101.1925 | 105.6604 | 97.7811 | 109.7962 | 113.7208 | 126.3396 | 133.6755 | 133.6755 | 137.5396 | 137.5396 | 137.5396 | 136.0302 | 126.3396 | 119.4868 | 117.1321 | 119.4868 | 130.2642 | 149.3736 | 153.2377 | 151.7283 | 119.4868 | 2986.2038
2021-06-04 | 93.8566 | 75.834 | 68.3774 | 56.1811 | 53.1321 | 50.5509 | 62.2792 | 79.9698 | 79.9698 | 75.834 | 68.3774 | 62.2792 | 53.1321 | 45.3887 | 27.5472 | 15.8642 | 4.7849 | 0 | 0 | 0 | 0 | 0 | 0 | 0 | 973.3585
2021-06-05 | 0 | 0 | 0 | 0 | 0 | 0 | 0 | 0 | 0 | 0 | 0 | 0 | 0 | 0 | 0 | 0 | 0 | 0 | 0 | 0 | 0 | 2.8528 | 9.1925 | 20.3019 | 32.3472
2021-06-06 | 31.5321 | 38.0528 | 35.8792 | 33.7057 | 35.8792 | 42.8075 | 50.5509 | 45.3887 | 38.0528 | 29.3585 | 20.3019 | 12.9057 | 4.7849 | 0 | 0 | 0 | 0 | 0 | 0 | 2.8528 | 18.8226 | 31.5321 | 31.5321 | 27.5472 | 531.4868
2021-06-07 | 25.7358 | 23.9245 | 23.9245 | 22.1132 | 17.3434 | 11.6679 | 7.9547 | 4.7849 | 2.8528 | 0 | 0 | 1.8868 | 1.8868 | 0 | 0 | 0 | 0 | 1.8868 | 4.7849 | 6.717 | 10.4302 | 14.3849 | 20.3019 | 27.5472 | 230.1283
2021-06-08 | 35.8792 | 33.7057 | 25.7358 | 22.1132 | 23.9245 | 22.1132 | 17.3434 | 20.3019 | 38.0528 | 45.3887 | 53.1321 | 65.3283 | 62.2792 | 68.3774 | 75.834 | 68.3774 | 50.5509 | 31.5321 | 15.8642 | 14.3849 | 27.5472 | 53.1321 | 83.8943 | 101.1925 | 1055.9849
2021-06-09 | 101.1925 | 93.8566 | 83.8943 | 93.8566 | 97.7811 | 97.7811 | 89.7208 | 93.8566 | 85.7358 | 97.7811 | 101.1925 | 105.6604 | 97.7811 | 93.8566 | 101.1925 | 117.1321 | 113.7208 | 101.1925 | 117.1321 | 109.7962 | 119.4868 | 137.5396 | 149.3736 | 151.7283 | 2552.2415
2021-06-10 | 151.7283 | 149.3736 | 149.3736 | 153.2377 | 165.3736 | 154.1585 | 165.3736 | 183.2604 | 188.6792 | 188.6792 | 187.7434 | 184.0604 | 184.0302 | 184.0604 | 177.7811 | 177.7811 | 168.3623 | 165.3736 | 154.1585 | 154.1585 | 165.3736 | 166.883 | 168.3623 | 177.7811 | 4065.1472
2021-06-11 | 184.0302 | 184.0302 | 183.2604 | 176.3019 | 165.3736 | 154.1585 | 167.8038 | 177.2226 | 183.2604 | 183.8189 | 177.7811 | 183.2604 | 183.8189 | 187.5019 | 188.6792 | 188.6792 | 188.6792 | 188.6792 | 188.6792 | 186.9434 | 183.8189 | 183.2604 | 183.8189 | 187.5019 | 4360.3623
2021-06-12 | 186.9434 | 184.0604 | 187.7132 | 187.7434 | 188.6792 | 188.6792 | 188.6792 | 188.6792 | 188.6792 | 188.6792 | 188.6792 | 188.6792 | 188.6792 | 188.6792 | 188.6792 | 183.2604 | 165.3736 | 126.3396 | 75.834 | 38.0528 | 27.5472 | 45.3887 | 71.8491 | 93.8566 | 3649.434
2021-06-13 | 113.7208 | 113.7208 | 133.6755 | 151.7283 | 151.7283 | 149.3736 | 167.8038 | 177.7811 | 187.5019 | 188.6792 | 188.6792 | 188.6792 | 188.6792 | 188.6792 | 188.6792 | 188.6792 | 177.2226 | 151.7283 | 126.3396 | 113.7208 | 97.7811 | 97.7811 | 136.0302 | 154.1585 | 3722.5509
2021-06-14 | 165.3736 | 165.3736 | 174.7925 | 177.2226 | 184.0302 | 187.7434 | 188.6792 | 188.6792 | 188.6792 | 188.6792 | 188.6792 | 188.6792 | 188.6792 | 188.6792 | 188.6792 | 188.6792 | 188.6792 | 188.6792 | 188.6792 | 187.7434 | 177.7811 | 167.8038 | 154.1585 | 136.0302 | 4330.883
2021-06-15 | 126.3396 | 113.7208 | 93.8566 | 71.8491 | 45.3887 | 23.9245 | 12.9057 | 4.7849 | 4.7849 | 14.3849 | 29.3585 | 42.8075 | 53.1321 | 65.3283 | 85.7358 | 109.7962 | 126.3396 | 151.7283 | 167.8038 | 167.8038 | 167.8038 | 136.0302 | 113.7208 | 97.7811 | 2027.1094
2021-06-16 | 71.8491 | 45.3887 | 31.5321 | 33.7057 | 42.8075 | 40.2264 | 71.8491 | 119.4868 | 137.5396 | 151.7283 | 154.1585 | 166.883 | 167.8038 | 176.3019 | 176.3019 | 167.8038 | 153.2377 | 133.6755 | 101.1925 | 68.3774 | 53.1321 | 47.9698 | 38.0528 | 31.5321 | 2382.5358
2021-06-17 | 27.5472 | 23.9245 | 22.1132 | 23.9245 | 23.9245 | 14.3849 | 22.1132 | 27.5472 | 25.7358 | 22.1132 | 17.3434 | 12.9057 | 10.4302 | 6.717 | 4.7849 | 5.7509 | 7.9547 | 10.4302 | 12.9057 | 14.3849 | 22.1132 | 35.8792 | 53.1321 | 79.9698 | 528.0302
2021-06-18 | 97.7811 | 85.7358 | 75.834 | 68.3774 | 59.2302 | 53.1321 | 42.8075 | 35.8792 | 27.5472 | 18.8226 | 6.717 | 0 | 0 | 0 | 0 | 0 | 7.9547 | 29.3585 | 59.2302 | 79.9698 | 83.8943 | 71.8491 | 65.3283 | 65.3283 | 1034.7774
2021-06-19 | 68.3774 | 71.8491 | 71.8491 | 65.3283 | 59.2302 | 50.5509 | 50.5509 | 47.9698 | 42.8075 | 40.2264 | 38.0528 | 38.0528 | 42.8075 | 56.1811 | 75.834 | 89.7208 | 97.7811 | 105.6604 | 117.1321 | 133.6755 | 130.2642 | 133.6755 | 113.7208 | 89.7208 | 1831.0189
2021-06-20 | 71.8491 | 59.2302 | 53.1321 | 40.2264 | 22.1132 | 7.9547 | 0 | 0 | 0 | 0 | 0 | 11.6679 | 27.5472 | 45.3887 | 65.3283 | 89.7208 | 101.1925 | 105.6604 | 105.6604 | 105.6604 | 101.1925 | 97.7811 | 101.1925 | 101.1925 | 1313.6906
2021-06-21 | 113.7208 | 133.6755 | 136.0302 | 130.2642 | 113.7208 | 101.1925 | 93.8566 | 97.7811 | 101.1925 | 105.6604 | 119.4868 | 137.5396 | 153.2377 | 165.3736 | 165.3736 | 151.7283 | 137.5396 | 119.4868 | 97.7811 | 83.8943 | 68.3774 | 59.2302 | 50.5509 | 42.8075 | 2679.5019
2021-06-22 | 35.8792 | 31.5321 | 27.5472 | 22.1132 | 15.8642 | 11.6679 | 7.9547 | 2.8528 | 2.8528 | 4.7849 | 5.7509 | 7.9547 | 10.4302 | 14.3849 | 20.3019 | 27.5472 | 38.0528 | 45.3887 | 47.9698 | 50.5509 | 79.9698 | 89.7208 | 85.7358 | 75.834 | 762.6415
2021-06-23 | 65.3283 | 71.8491 | 75.834 | 75.834 | 75.834 | 65.3283 | 50.5509 | 45.3887 | 40.2264 | 40.2264 | 45.3887 | 50.5509 | 56.1811 | 53.1321 | 42.8075 | 31.5321 | 22.1132 | 12.9057 | 4.7849 | 0 | 4.7849 | 11.6679 | 22.1132 | 33.7057 | 998.0679
2021-06-24 | 42.8075 | 56.1811 | 71.8491 | 93.8566 | 105.6604 | 93.8566 | 105.6604 | 136.0302 | 137.5396 | 126.3396 | 113.7208 | 101.1925 | 93.8566 | 105.6604 | 149.3736 | 183.8189 | 188.6792 | 188.6792 | 188.6792 | 188.6792 | 187.5019 | 186.9434 | 187.7132 | 187.7434 | 3222.0226
2021-06-25 | 187.7434 | 188.6792 | 188.6792 | 188.6792 | 188.6792 | 188.6792 | 188.6792 | 188.6792 | 188.6792 | 188.6792 | 188.6792 | 188.6792 | 188.6792 | 187.7434 | 187.5019 | 184.0604 | 184.0302 | 183.8189 | 177.2226 | 166.883 | 154.1585 | 151.7283 | 136.0302 | 117.1321 | 4282.2038
2021-06-26 | 101.1925 | 93.8566 | 85.7358 | 68.3774 | 42.8075 | 31.5321 | 22.1132 | 14.3849 | 9.1925 | 5.7509 | 0 | 0 | 0 | 0 | 0 | 0 | 0 | 0 | 0 | 2.8528 | 0 | 0 | 0 | 0 | 477.7962
2021-06-27 | 0 | 0 | 6.717 | 11.6679 | 11.6679 | 7.9547 | 9.1925 | 9.1925 | 7.9547 | 6.717 | 5.7509 | 2.8528 | 0 | 0 | 0 | 0 | 0 | 0 | 0 | 0 | 0 | 0 | 0 | 0 | 79.6679
2021-06-28 | 0 | 0 | 0 | 1.8868 | 1.8868 | 0 | 0 | 0 | 0 | 0 | 0 | 0 | 4.7849 | 12.9057 | 18.8226 | 18.8226 | 18.8226 | 22.1132 | 22.1132 | 22.1132 | 20.3019 | 29.3585 | 42.8075 | 45.3887 | 282.1283
2021-06-29 | 35.8792 | 31.5321 | 29.3585 | 27.5472 | 18.8226 | 15.8642 | 14.3849 | 11.6679 | 9.1925 | 3.8189 | 0 | 2.8528 | 9.1925 | 12.9057 | 14.3849 | 14.3849 | 17.3434 | 22.1132 | 29.3585 | 29.3585 | 31.5321 | 29.3585 | 20.3019 | 11.6679 | 442.8226
2021-06-30 | 6.717 | 5.7509 | 7.9547 | 9.1925 | 10.4302 | 11.6679 | 11.6679 | 10.4302 | 7.9547 | 6.717 | 6.717 | 7.9547 | 9.1925 | 9.1925 | 6.717 | 4.7849 | 3.8189 | 2.8528 | 4.7849 | 7.9547 | 12.9057 | 14.3849 | 12.9057 | 11.6679 | 204.317
2021-07-01 | 7.9547 | 4.7849 | 1.8868 | 0 | 0 | 0 | 0 | 0 | 1.8868 | 4.7849 | 7.9547 | 11.6679 | 12.9057 | 14.3849 | 15.8642 | 15.8642 | 15.8642 | 18.8226 | 22.1132 | 20.3019 | 17.3434 | 11.6679 | 4.7849 | 0 | 210.8377
2021-07-02 | 0 | 0 | 0 | 0 | 0 | 0 | 0 | 0 | 0 | 0 | 5.7509 | 9.1925 | 11.6679 | 14.3849 | 15.8642 | 18.8226 | 25.7358 | 31.5321 | 40.2264 | 42.8075 | 33.7057 | 22.1132 | 11.6679 | 5.7509 | 289.2226
2021-07-03 | 5.7509 | 9.1925 | 15.8642 | 23.9245 | 31.5321 | 23.9245 | 14.3849 | 14.3849 | 17.3434 | 17.3434 | 20.3019 | 27.5472 | 38.0528 | 53.1321 | 68.3774 | 83.8943 | 101.1925 | 126.3396 | 133.6755 | 119.4868 | 130.2642 | 130.2642 | 130.2642 | 130.2642 | 1466.7019
2021-07-04 | 126.3396 | 119.4868 | 126.3396 | 119.4868 | 105.6604 | 89.7208 | 113.7208 | 119.4868 | 117.1321 | 109.7962 | 109.7962 | 126.3396 | 137.5396 | 137.5396 | 137.5396 | 137.5396 | 137.5396 | 136.0302 | 117.1321 | 89.7208 | 75.834 | 71.8491 | 65.3283 | 62.2792 | 2689.1774
2021-07-05 | 62.2792 | 59.2302 | 62.2792 | 75.834 | 83.8943 | 83.8943 | 85.7358 | 109.7962 | 119.4868 | 130.2642 | 136.0302 | 149.3736 | 151.7283 | 153.2377 | 151.7283 | 151.7283 | 149.3736 | 137.5396 | 119.4868 | 109.7962 | 109.7962 | 97.7811 | 83.8943 | 59.2302 | 2633.4189
2021-07-06 | 40.2264 | 27.5472 | 22.1132 | 31.5321 | 40.2264 | 33.7057 | 22.1132 | 11.6679 | 6.717 | 6.717 | 6.717 | 11.6679 | 20.3019 | 35.8792 | 56.1811 | 59.2302 | 47.9698 | 31.5321 | 20.3019 | 25.7358 | 47.9698 | 85.7358 | 101.1925 | 105.6604 | 898.6415
2021-07-07 | 117.1321 | 126.3396 | 119.4868 | 130.2642 | 130.2642 | 109.7962 | 130.2642 | 137.5396 | 137.5396 | 133.6755 | 119.4868 | 117.1321 | 113.7208 | 109.7962 | 113.7208 | 117.1321 | 117.1321 | 113.7208 | 105.6604 | 89.7208 | 83.8943 | 83.8943 | 89.7208 | 89.7208 | 2736.7547
2021-07-08 | 83.8943 | 83.8943 | 79.9698 | 71.8491 | 62.2792 | 47.9698 | 35.8792 | 31.5321 | 27.5472 | 23.9245 | 17.3434 | 10.4302 | 3.8189 | 0 | 0 | 0 | 0 | 0 | 0 | 0 | 1.8868 | 2.8528 | 1.8868 | 0 | 586.9585
2021-07-09 | 0 | 0 | 0 | 0 | 0 | 0 | 2.8528 | 5.7509 | 9.1925 | 10.4302 | 10.4302 | 10.4302 | 10.4302 | 10.4302 | 9.1925 | 9.1925 | 11.6679 | 17.3434 | 27.5472 | 35.8792 | 35.8792 | 35.8792 | 33.7057 | 29.3585 | 315.5925
2021-07-10 | 25.7358 | 23.9245 | 23.9245 | 23.9245 | 25.7358 | 22.1132 | 18.8226 | 20.3019 | 18.8226 | 15.8642 | 10.4302 | 6.717 | 7.9547 | 14.3849 | 25.7358 | 40.2264 | 50.5509 | 56.1811 | 50.5509 | 40.2264 | 31.5321 | 25.7358 | 20.3019 | 14.3849 | 614.083
2021-07-11 | 7.9547 | 0 | 0 | 0 | 0 | 0 | 0 | 0 | 0 | 0 | 0 | 0 | 0 | 0 | 1.8868 | 7.9547 | 12.9057 | 15.8642 | 14.3849 | 7.9547 | 3.8189 | 0 | 0 | 0 | 72.7245
2021-07-12 | 0 | 0 | 0 | 0 | 0 | 0 | 0 | 0 | 0 | 0 | 0 | 0 | 2.8528 | 7.9547 | 12.9057 | 20.3019 | 25.7358 | 29.3585 | 25.7358 | 20.3019 | 17.3434 | 12.9057 | 10.4302 | 6.717 | 192.5434
2021-07-13 | 4.7849 | 3.8189 | 1.8868 | 0 | 0 | 0 | 0 | 0 | 0 | 0 | 3.8189 | 5.7509 | 7.9547 | 10.4302 | 12.9057 | 15.8642 | 17.3434 | 15.8642 | 15.8642 | 15.8642 | 17.3434 | 15.8642 | 6.717 | 0 | 172.0755
2021-07-14 | 0 | 0 | 0 | 0 | 0 | 0 | 0 | 0 | 4.7849 | 7.9547 | 15.8642 | 29.3585 | 47.9698 | 75.834 | 101.1925 | 126.3396 | 151.7283 | 167.8038 | 176.3019 | 182.3396 | 183.8189 | 186.9434 | 186.9434 | 182.3396 | 1827.517
2021-07-15 | 176.3019 | 165.3736 | 137.5396 | 136.0302 | 117.1321 | 101.1925 | 93.8566 | 65.3283 | 42.8075 | 27.5472 | 18.8226 | 14.3849 | 10.4302 | 7.9547 | 5.7509 | 3.8189 | 0 | 0 | 0 | 0 | 0 | 0 | 14.3849 | 38.0528 | 1176.7094
2021-07-16 | 56.1811 | 62.2792 | 65.3283 | 75.834 | 89.7208 | 83.8943 | 109.7962 | 136.0302 | 167.8038 | 182.3396 | 186.9434 | 188.6792 | 188.6792 | 188.6792 | 188.6792 | 188.6792 | 188.6792 | 188.6792 | 188.6792 | 187.7434 | 187.5019 | 183.8189 | 166.883 | 151.7283 | 3603.2604
2021-07-17 | 151.7283 | 151.7283 | 151.7283 | 149.3736 | 151.7283 | 151.7283 | 184.0604 | 188.6792 | 188.6792 | 188.6792 | 188.6792 | 188.6792 | 188.6792 | 188.6792 | 188.6792 | 188.6792 | 188.6792 | 188.6792 | 188.6792 | 187.7132 | 183.8189 | 183.8189 | 176.3019 | 165.3736 | 4253.2528
2021-07-18 | 136.0302 | 105.6604 | 85.7358 | 79.9698 | 68.3774 | 50.5509 | 42.8075 | 47.9698 | 53.1321 | 53.1321 | 50.5509 | 45.3887 | 42.8075 | 40.2264 | 33.7057 | 29.3585 | 23.9245 | 17.3434 | 12.9057 | 5.7509 | 0 | 0 | 0 | 0 | 1025.3283
2021-07-19 | 0 | 0 | 0 | 0 | 0 | 0 | 0 | 0 | 2.8528 | 6.717 | 7.9547 | 9.1925 | 10.4302 | 12.9057 | 17.3434 | 25.7358 | 38.0528 | 47.9698 | 45.3887 | 29.3585 | 12.9057 | 7.9547 | 6.717 | 9.1925 | 290.6717
2021-07-20 | 12.9057 | 18.8226 | 20.3019 | 22.1132 | 20.3019 | 15.8642 | 14.3849 | 15.8642 | 14.3849 | 10.4302 | 6.717 | 3.8189 | 1.8868 | 0 | 1.8868 | 3.8189 | 6.717 | 7.9547 | 7.9547 | 7.9547 | 6.717 | 4.7849 | 0 | 0 | 225.5849
2021-07-21 | 0 | 0 | 0 | 0 | 0 | 0 | 0 | 0 | 0 | 0 | 0 | 0 | 0 | 0 | 0 | 0 | 0 | 0 | 0 | 0 | 1.8868 | 0 | 0 | 0 | 1.8868
2021-07-22 | 0 | 3.8189 | 5.7509 | 5.7509 | 3.8189 | 0 | 0 | 0 | 0 | 0 | 0 | 0 | 0 | 0 | 0 | 0 | 0 | 0 | 2.8528 | 5.7509 | 10.4302 | 10.4302 | 9.1925 | 6.717 | 64.5132
2021-07-23 | 3.8189 | 0 | 0 | 0 | 0 | 0 | 0 | 1.8868 | 2.8528 | 2.8528 | 2.8528 | 2.8528 | 2.8528 | 2.8528 | 4.7849 | 6.717 | 7.9547 | 10.4302 | 12.9057 | 12.9057 | 12.9057 | 11.6679 | 11.6679 | 11.6679 | 126.4302
2021-07-24 | 10.4302 | 9.1925 | 7.9547 | 6.717 | 5.7509 | 5.7509 | 6.717 | 9.1925 | 11.6679 | 10.4302 | 11.6679 | 14.3849 | 12.9057 | 10.4302 | 4.7849 | 2.8528 | 5.7509 | 12.9057 | 27.5472 | 40.2264 | 35.8792 | 25.7358 | 15.8642 | 5.7509 | 310.4906
2021-07-25 | 0 | 0 | 0 | 0 | 0 | 4.7849 | 7.9547 | 10.4302 | 10.4302 | 11.6679 | 15.8642 | 22.1132 | 29.3585 | 38.0528 | 42.8075 | 45.3887 | 40.2264 | 35.8792 | 31.5321 | 27.5472 | 25.7358 | 22.1132 | 22.1132 | 22.1132 | 466.1132
2021-07-26 | 20.3019 | 17.3434 | 18.8226 | 18.8226 | 14.3849 | 9.1925 | 4.7849 | 4.7849 | 6.717 | 10.4302 | 12.9057 | 12.9057 | 11.6679 | 9.1925 | 10.4302 | 12.9057 | 12.9057 | 11.6679 | 9.1925 | 7.9547 | 7.9547 | 10.4302 | 11.6679 | 14.3849 | 281.7509
2021-07-27 | 18.8226 | 20.3019 | 20.3019 | 18.8226 | 15.8642 | 6.717 | 0 | 0 | 0 | 0 | 0 | 0 | 2.8528 | 9.1925 | 18.8226 | 29.3585 | 40.2264 | 53.1321 | 62.2792 | 65.3283 | 59.2302 | 62.2792 | 85.7358 | 97.7811 | 687.0491
2021-07-28 | 93.8566 | 85.7358 | 85.7358 | 89.7208 | 89.7208 | 89.7208 | 93.8566 | 113.7208 | 133.6755 | 137.5396 | 137.5396 | 137.5396 | 130.2642 | 117.1321 | 109.7962 | 101.1925 | 93.8566 | 83.8943 | 68.3774 | 62.2792 | 59.2302 | 59.2302 | 53.1321 | 45.3887 | 2272.1358
2021-07-29 | 45.3887 | 50.5509 | 65.3283 | 75.834 | 83.8943 | 83.8943 | 85.7358 | 97.7811 | 105.6604 | 109.7962 | 105.6604 | 101.1925 | 97.7811 | 89.7208 | 79.9698 | 68.3774 | 56.1811 | 45.3887 | 35.8792 | 29.3585 | 31.5321 | 35.8792 | 33.7057 | 31.5321 | 1646.0226
2021-07-30 | 29.3585 | 27.5472 | 25.7358 | 23.9245 | 18.8226 | 12.9057 | 6.717 | 2.8528 | 0 | 0 | 0 | 3.8189 | 9.1925 | 17.3434 | 27.5472 | 35.8792 | 42.8075 | 45.3887 | 45.3887 | 45.3887 | 42.8075 | 42.8075 | 42.8075 | 47.9698 | 597.0113
2021-07-31 | 53.1321 | 65.3283 | 75.834 | 75.834 | 75.834 | 89.7208 | 93.8566 | 93.8566 | 89.7208 | 85.7358 | 83.8943 | 79.9698 | 71.8491 | 75.834 | 79.9698 | 83.8943 | 89.7208 | 93.8566 | 93.8566 | 89.7208 | 93.8566 | 93.8566 | 89.7208 | 85.7358 | 2004.5887
2021-08-01 | 79.9698 | 75.834 | 75.834 | 79.9698 | 79.9698 | 71.8491 | 75.834 | 71.8491 | 65.3283 | 56.1811 | 47.9698 | 42.8075 | 40.2264 | 38.0528 | 40.2264 | 45.3887 | 53.1321 | 56.1811 | 53.1321 | 45.3887 | 33.7057 | 25.7358 | 18.8226 | 15.8642 | 1289.2528
2021-08-02 | 14.3849 | 15.8642 | 15.8642 | 15.8642 | 12.9057 | 7.9547 | 3.8189 | 0 | 0 | 0 | 0 | 0 | 0 | 0 | 0 | 0 | 0 | 0 | 0 | 4.7849 | 11.6679 | 14.3849 | 12.9057 | 10.4302 | 140.8302
2021-08-03 | 6.717 | 5.7509 | 3.8189 | 0 | 0 | 0 | 0 | 0 | 0 | 0 | 0 | 0 | 0 | 0 | 0 | 0 | 0 | 0 | 0 | 0 | 0 | 0 | 0 | 0 | 16.2868
2021-08-04 | 0 | 0 | 0 | 1.8868 | 4.7849 | 7.9547 | 7.9547 | 9.1925 | 11.6679 | 14.3849 | 15.8642 | 18.8226 | 18.8226 | 12.9057 | 6.717 | 3.8189 | 0 | 0 | 0 | 3.8189 | 14.3849 | 22.1132 | 23.9245 | 23.9245 | 222.9434
2021-08-05 | 25.7358 | 31.5321 | 35.8792 | 38.0528 | 47.9698 | 50.5509 | 47.9698 | 53.1321 | 68.3774 | 65.3283 | 68.3774 | 79.9698 | 93.8566 | 105.6604 | 117.1321 | 137.5396 | 154.1585 | 168.3623 | 182.3396 | 183.2604 | 174.7925 | 174.7925 | 177.2226 | 183.2604 | 2465.2528
2021-08-06 | 176.3019 | 168.3623 | 177.2226 | 182.3396 | 168.3623 | 168.3623 | 177.2226 | 186.9434 | 188.6792 | 188.6792 | 188.6792 | 188.6792 | 188.6792 | 188.6792 | 188.6792 | 188.6792 | 188.6792 | 184.0302 | 174.7925 | 166.883 | 154.1585 | 153.2377 | 151.7283 | 154.1585 | 4242.2189
2021-08-07 | 166.883 | 166.883 | 165.3736 | 151.7283 | 137.5396 | 119.4868 | 93.8566 | 75.834 | 65.3283 | 65.3283 | 79.9698 | 101.1925 | 130.2642 | 137.5396 | 151.7283 | 151.7283 | 149.3736 | 137.5396 | 130.2642 | 133.6755 | 130.2642 | 126.3396 | 113.7208 | 109.7962 | 2991.6377
2021-08-08 | 101.1925 | 93.8566 | 89.7208 | 85.7358 | 83.8943 | 71.8491 | 56.1811 | 62.2792 | 65.3283 | 62.2792 | 56.1811 | 50.5509 | 42.8075 | 33.7057 | 25.7358 | 22.1132 | 20.3019 | 18.8226 | 17.3434 | 15.8642 | 14.3849 | 9.1925 | 5.7509 | 6.717 | 1111.7887
2021-08-09 | 10.4302 | 15.8642 | 20.3019 | 23.9245 | 25.7358 | 27.5472 | 23.9245 | 20.3019 | 18.8226 | 14.3849 | 12.9057 | 12.9057 | 11.6679 | 12.9057 | 14.3849 | 17.3434 | 20.3019 | 27.5472 | 29.3585 | 29.3585 | 33.7057 | 35.8792 | 40.2264 | 40.2264 | 539.9547
2021-08-10 | 40.2264 | 38.0528 | 35.8792 | 29.3585 | 22.1132 | 17.3434 | 11.6679 | 9.1925 | 6.717 | 5.7509 | 4.7849 | 2.8528 | 0 | 0 | 0 | 0 | 0 | 0 | 0 | 0 | 0 | 0 | 5.7509 | 11.6679 | 241.3585
2021-08-11 | 20.3019 | 31.5321 | 47.9698 | 59.2302 | 71.8491 | 83.8943 | 85.7358 | 97.7811 | 109.7962 | 101.1925 | 101.1925 | 126.3396 | 153.2377 | 165.3736 | 151.7283 | 89.7208 | 40.2264 | 40.2264 | 83.8943 | 126.3396 | 130.2642 | 113.7208 | 101.1925 | 83.8943 | 2216.634
2021-08-12 | 65.3283 | 53.1321 | 38.0528 | 18.8226 | 4.7849 | 0 | 0 | 0 | 14.3849 | 47.9698 | 85.7358 | 113.7208 | 130.2642 | 149.3736 | 165.3736 | 168.3623 | 166.883 | 165.3736 | 165.3736 | 151.7283 | 137.5396 | 136.0302 | 113.7208 | 83.8943 | 2175.8491
2021-08-13 | 71.8491 | 85.7358 | 97.7811 | 109.7962 | 119.4868 | 137.5396 | 151.7283 | 153.2377 | 154.1585 | 176.3019 | 184.0604 | 187.5019 | 184.0604 | 176.3019 | 165.3736 | 165.3736 | 166.883 | 165.3736 | 165.3736 | 174.7925 | 177.2226 | 184.0302 | 186.9434 | 184.0302 | 3724.9358
2021-08-14 | 183.2604 | 177.7811 | 176.3019 | 168.3623 | 165.3736 | 154.1585 | 149.3736 | 149.3736 | 137.5396 | 119.4868 | 105.6604 | 85.7358 | 75.834 | 68.3774 | 68.3774 | 75.834 | 71.8491 | 59.2302 | 42.8075 | 33.7057 | 31.5321 | 35.8792 | 40.2264 | 45.3887 | 2421.4491
2021-08-15 | 56.1811 | 65.3283 | 75.834 | 83.8943 | 71.8491 | 65.3283 | 65.3283 | 71.8491 | 65.3283 | 53.1321 | 45.3887 | 47.9698 | 53.1321 | 68.3774 | 89.7208 | 117.1321 | 137.5396 | 151.7283 | 137.5396 | 137.5396 | 151.7283 | 151.7283 | 153.2377 | 153.2377 | 2270.0528
2021-08-16 | 165.3736 | 167.8038 | 166.883 | 165.3736 | 154.1585 | 137.5396 | 117.1321 | 97.7811 | 79.9698 | 59.2302 | 50.5509 | 45.3887 | 40.2264 | 40.2264 | 47.9698 | 53.1321 | 50.5509 | 45.3887 | 42.8075 | 47.9698 | 62.2792 | 68.3774 | 65.3283 | 62.2792 | 2033.7208
2021-08-17 | 68.3774 | 62.2792 | 71.8491 | 83.8943 | 93.8566 | 85.7358 | 79.9698 | 117.1321 | 137.5396 | 149.3736 | 149.3736 | 151.7283 | 151.7283 | 151.7283 | 151.7283 | 154.1585 | 165.3736 | 165.3736 | 153.2377 | 137.5396 | 149.3736 | 154.1585 | 137.5396 | 149.3736 | 3072.4226
2021-08-18 | 153.2377 | 154.1585 | 167.8038 | 182.3396 | 187.7434 | 188.6792 | 188.6792 | 188.6792 | 188.6792 | 188.6792 | 188.6792 | 188.6792 | 187.7434 | 177.7811 | 154.1585 | 136.0302 | 109.7962 | 83.8943 | 59.2302 | 45.3887 | 35.8792 | 25.7358 | 18.8226 | 14.3849 | 3214.883
2021-08-19 | 12.9057 | 11.6679 | 10.4302 | 10.4302 | 9.1925 | 4.7849 | 0 | 0 | 0 | 0 | 0 | 0 | 0 | 0 | 0 | 0 | 3.8189 | 9.1925 | 14.3849 | 18.8226 | 20.3019 | 17.3434 | 17.3434 | 18.8226 | 179.4415
2021-08-20 | 20.3019 | 23.9245 | 27.5472 | 29.3585 | 33.7057 | 38.0528 | 38.0528 | 38.0528 | 40.2264 | 40.2264 | 42.8075 | 47.9698 | 53.1321 | 62.2792 | 71.8491 | 85.7358 | 93.8566 | 105.6604 | 119.4868 | 130.2642 | 137.5396 | 130.2642 | 119.4868 | 126.3396 | 1656.1208
2021-08-21 | 136.0302 | 137.5396 | 136.0302 | 113.7208 | 83.8943 | 59.2302 | 38.0528 | 20.3019 | 11.6679 | 7.9547 | 4.7849 | 1.8868 | 0 | 0 | 0 | 0 | 0 | 0 | 0 | 0 | 0 | 0 | 0 | 0 | 751.0943
2021-08-22 | 0 | 0 | 4.7849 | 6.717 | 7.9547 | 9.1925 | 9.1925 | 4.7849 | 0 | 0 | 0 | 0 | 0 | 0 | 0 | 0 | 0 | 0 | 0 | 0 | 0 | 0 | 0 | 3.8189 | 46.4453
2021-08-23 | 2.8528 | 0 | 0 | 1.8868 | 3.8189 | 1.8868 | 0 | 0 | 0 | 0 | 0 | 0 | 0 | 0 | 0 | 0 | 0 | 0 | 0 | 2.8528 | 5.7509 | 4.7849 | 0 | 0 | 23.834
2021-08-24 | 0 | 0 | 0 | 0 | 0 | 0 | 0 | 0 | 0 | 0 | 0 | 0 | 0 | 0 | 0 | 4.7849 | 11.6679 | 18.8226 | 25.7358 | 23.9245 | 15.8642 | 5.7509 | 0 | 1.8868 | 108.4377
2021-08-25 | 6.717 | 14.3849 | 25.7358 | 40.2264 | 53.1321 | 65.3283 | 56.1811 | 50.5509 | 65.3283 | 75.834 | 68.3774 | 62.2792 | 56.1811 | 50.5509 | 50.5509 | 53.1321 | 59.2302 | 59.2302 | 53.1321 | 47.9698 | 47.9698 | 42.8075 | 35.8792 | 27.5472 | 1168.2566
2021-08-26 | 22.1132 | 18.8226 | 15.8642 | 14.3849 | 14.3849 | 17.3434 | 17.3434 | 14.3849 | 12.9057 | 10.4302 | 7.9547 | 4.7849 | 3.8189 | 2.8528 | 2.8528 | 5.7509 | 11.6679 | 17.3434 | 25.7358 | 29.3585 | 25.7358 | 17.3434 | 9.1925 | 3.8189 | 326.1887
2021-08-27 | 0 | 0 | 0 | 0 | 0 | 0 | 0 | 0 | 0 | 1.8868 | 0 | 0 | 0 | 0 | 0 | 0 | 1.8868 | 2.8528 | 5.7509 | 9.1925 | 9.1925 | 9.1925 | 7.9547 | 5.7509 | 53.6604
2021-08-28 | 2.8528 | 0 | 0 | 0 | 0 | 0 | 0 | 0 | 0 | 0 | 0 | 0 | 0 | 0 | 0 | 5.7509 | 11.6679 | 17.3434 | 22.1132 | 23.9245 | 31.5321 | 47.9698 | 59.2302 | 59.2302 | 281.6151
2021-08-29 | 59.2302 | 56.1811 | 56.1811 | 50.5509 | 42.8075 | 38.0528 | 27.5472 | 22.1132 | 17.3434 | 15.8642 | 17.3434 | 18.8226 | 22.1132 | 23.9245 | 23.9245 | 23.9245 | 23.9245 | 25.7358 | 25.7358 | 25.7358 | 23.9245 | 20.3019 | 15.8642 | 11.6679 | 688.8151
2021-08-30 | 9.1925 | 7.9547 | 7.9547 | 9.1925 | 12.9057 | 15.8642 | 18.8226 | 22.1132 | 25.7358 | 25.7358 | 25.7358 | 23.9245 | 20.3019 | 20.3019 | 22.1132 | 23.9245 | 27.5472 | 31.5321 | 35.8792 | 40.2264 | 38.0528 | 27.5472 | 18.8226 | 12.9057 | 524.2868
2021-08-31 | 12.9057 | 17.3434 | 23.9245 | 31.5321 | 38.0528 | 45.3887 | 45.3887 | 45.3887 | 45.3887 | 38.0528 | 31.5321 | 27.5472 | 25.7358 | 25.7358 | 25.7358 | 27.5472 | 29.3585 | 33.7057 | 45.3887 | 59.2302 | 68.3774 | 68.3774 | 59.2302 | 47.9698 | 918.8377
2021-09-01 | 42.8075 | 45.3887 | 50.5509 | 59.2302 | 68.3774 | 83.8943 | 83.8943 | 79.9698 | 75.834 | 62.2792 | 50.5509 | 42.8075 | 40.2264 | 35.8792 | 33.7057 | 31.5321 | 31.5321 | 29.3585 | 29.3585 | 31.5321 | 29.3585 | 22.1132 | 11.6679 | 3.8189 | 1075.6679
2021-09-02 | 0 | 0 | 0 | 0 | 0 | 0 | 0 | 0 | 0 | 0 | 0 | 0 | 0 | 0 | 0 | 0 | 0 | 0 | 1.8868 | 6.717 | 7.9547 | 5.7509 | 3.8189 | 1.8868 | 28.0151
2021-09-03 | 0 | 0 | 0 | 0 | 1.8868 | 0 | 0 | 0 | 0 | 0 | 0 | 0 | 0 | 0 | 1.8868 | 5.7509 | 10.4302 | 14.3849 | 20.3019 | 20.3019 | 18.8226 | 15.8642 | 14.3849 | 12.9057 | 136.9208
2021-09-04 | 12.9057 | 12.9057 | 11.6679 | 11.6679 | 11.6679 | 11.6679 | 11.6679 | 10.4302 | 9.1925 | 7.9547 | 5.7509 | 5.7509 | 5.7509 | 6.717 | 9.1925 | 11.6679 | 12.9057 | 14.3849 | 15.8642 | 17.3434 | 20.3019 | 25.7358 | 31.5321 | 40.2264 | 334.8528
2021-09-05 | 47.9698 | 59.2302 | 65.3283 | 62.2792 | 56.1811 | 56.1811 | 53.1321 | 40.2264 | 40.2264 | 45.3887 | 42.8075 | 40.2264 | 35.8792 | 22.1132 | 10.4302 | 11.6679 | 10.4302 | 11.6679 | 17.3434 | 23.9245 | 27.5472 | 29.3585 | 27.5472 | 25.7358 | 862.8226
2021-09-06 | 23.9245 | 23.9245 | 22.1132 | 15.8642 | 11.6679 | 6.717 | 4.7849 | 1.8868 | 3.8189 | 5.7509 | 7.9547 | 11.6679 | 17.3434 | 25.7358 | 31.5321 | 33.7057 | 35.8792 | 45.3887 | 71.8491 | 79.9698 | 85.7358 | 97.7811 | 101.1925 | 101.1925 | 867.3811
2021-09-07 | 109.7962 | 113.7208 | 105.6604 | 97.7811 | 75.834 | 62.2792 | 45.3887 | 29.3585 | 45.3887 | 56.1811 | 53.1321 | 45.3887 | 38.0528 | 31.5321 | 23.9245 | 14.3849 | 4.7849 | 0 | 0 | 0 | 0 | 0 | 0 | 0 | 952.5887
2021-09-08 | 0 | 0 | 0 | 0 | 0 | 0 | 0 | 0 | 0 | 0 | 0 | 0 | 0 | 0 | 0 | 0 | 0 | 17.3434 | 40.2264 | 62.2792 | 68.3774 | 62.2792 | 50.5509 | 42.8075 | 343.8642
2021-09-09 | 38.0528 | 40.2264 | 62.2792 | 83.8943 | 93.8566 | 101.1925 | 97.7811 | 85.7358 | 93.8566 | 89.7208 | 85.7358 | 83.8943 | 71.8491 | 68.3774 | 62.2792 | 59.2302 | 59.2302 | 56.1811 | 59.2302 | 62.2792 | 59.2302 | 50.5509 | 40.2264 | 31.5321 | 1636.4226
2021-09-10 | 23.9245 | 12.9057 | 5.7509 | 0 | 0 | 0 | 0 | 0 | 0 | 0 | 0 | 0 | 0 | 0 | 0 | 0 | 0 | 0 | 0 | 0 | 0 | 0 | 0 | 0 | 42.5811
2021-09-11 | 2.8528 | 3.8189 | 5.7509 | 7.9547 | 11.6679 | 22.1132 | 33.7057 | 40.2264 | 75.834 | 109.7962 | 137.5396 | 165.3736 | 174.7925 | 182.3396 | 182.3396 | 177.2226 | 165.3736 | 133.6755 | 109.7962 | 105.6604 | 109.7962 | 113.7208 | 117.1321 | 101.1925 | 2289.6755
2021-09-12 | 89.7208 | 75.834 | 59.2302 | 56.1811 | 56.1811 | 56.1811 | 59.2302 | 56.1811 | 56.1811 | 45.3887 | 27.5472 | 14.3849 | 9.1925 | 6.717 | 3.8189 | 1.8868 | 0 | 0 | 0 | 0 | 0 | 0 | 0 | 0 | 673.8566
2021-09-13 | 3.8189 | 7.9547 | 11.6679 | 14.3849 | 18.8226 | 22.1132 | 25.7358 | 22.1132 | 27.5472 | 29.3585 | 25.7358 | 20.3019 | 15.8642 | 11.6679 | 7.9547 | 5.7509 | 4.7849 | 9.1925 | 18.8226 | 31.5321 | 42.8075 | 45.3887 | 47.9698 | 50.5509 | 521.8415
2021-09-14 | 47.9698 | 45.3887 | 40.2264 | 31.5321 | 22.1132 | 12.9057 | 9.1925 | 4.7849 | 0 | 0 | 0 | 0 | 0 | 0 | 0 | 0 | 0 | 0 | 0 | 0 | 0 | 0 | 0 | 0 | 214.1132
2021-09-15 | 0 | 0 | 0 | 0 | 0 | 0 | 0 | 0 | 0 | 0 | 0 | 0 | 0 | 0 | 0 | 0 | 0 | 0 | 0 | 0 | 0 | 0 | 0 | 9.1925 | 9.1925
2021-09-16 | 25.7358 | 45.3887 | 59.2302 | 62.2792 | 65.3283 | 59.2302 | 47.9698 | 27.5472 | 20.3019 | 12.9057 | 4.7849 | 0 | 0 | 2.8528 | 6.717 | 11.6679 | 20.3019 | 42.8075 | 75.834 | 93.8566 | 97.7811 | 105.6604 | 113.7208 | 119.4868 | 1121.3887
2021-09-17 | 119.4868 | 126.3396 | 133.6755 | 126.3396 | 130.2642 | 133.6755 | 136.0302 | 137.5396 | 133.6755 | 149.3736 | 154.1585 | 153.2377 | 153.2377 | 137.5396 | 101.1925 | 68.3774 | 47.9698 | 27.5472 | 22.1132 | 23.9245 | 25.7358 | 22.1132 | 14.3849 | 10.4302 | 2288.3623
2021-09-18 | 7.9547 | 5.7509 | 3.8189 | 6.717 | 10.4302 | 15.8642 | 18.8226 | 15.8642 | 11.6679 | 10.4302 | 9.1925 | 7.9547 | 5.7509 | 5.7509 | 5.7509 | 3.8189 | 1.8868 | 3.8189 | 10.4302 | 17.3434 | 23.9245 | 29.3585 | 27.5472 | 22.1132 | 281.9623
2021-09-19 | 23.9245 | 18.8226 | 11.6679 | 6.717 | 3.8189 | 4.7849 | 11.6679 | 18.8226 | 15.8642 | 20.3019 | 29.3585 | 38.0528 | 42.8075 | 50.5509 | 59.2302 | 53.1321 | 35.8792 | 22.1132 | 14.3849 | 6.717 | 6.717 | 10.4302 | 17.3434 | 25.7358 | 548.8453
2021-09-20 | 29.3585 | 31.5321 | 33.7057 | 42.8075 | 59.2302 | 71.8491 | 93.8566 | 101.1925 | 130.2642 | 153.2377 | 166.883 | 182.3396 | 187.5019 | 188.6792 | 187.7132 | 183.8189 | 182.3396 | 182.3396 | 182.3396 | 177.7811 | 177.2226 | 177.7811 | 182.3396 | 177.7811 | 3283.8943
2021-09-21 | 165.3736 | 165.3736 | 154.1585 | 151.7283 | 136.0302 | 109.7962 | 126.3396 | 151.7283 | 167.8038 | 187.7434 | 188.6792 | 188.6792 | 188.6792 | 188.6792 | 188.6792 | 188.6792 | 188.6792 | 188.6792 | 188.6792 | 188.6792 | 188.6792 | 188.6792 | 188.6792 | 188.6792 | 4157.5849
2021-09-22 | 188.6792 | 188.6792 | 188.6792 | 188.6792 | 188.6792 | 188.6792 | 188.6792 | 188.6792 | 183.2604 | 184.0604 | 183.8189 | 168.3623 | 167.8038 | 154.1585 | 165.3736 | 165.3736 | 151.7283 | 153.2377 | 166.883 | 176.3019 | 184.0604 | 188.6792 | 188.6792 | 188.6792 | 4279.8943
2021-09-23 | 188.6792 | 188.6792 | 188.6792 | 188.6792 | 188.6792 | 188.6792 | 188.6792 | 188.6792 | 188.6792 | 188.6792 | 177.7811 | 136.0302 | 101.1925 | 83.8943 | 75.834 | 62.2792 | 33.7057 | 17.3434 | 35.8792 | 97.7811 | 151.7283 | 184.0604 | 188.6792 | 188.6792 | 3421.6604
2021-09-24 | 188.6792 | 188.6792 | 188.6792 | 188.6792 | 188.6792 | 188.6792 | 188.6792 | 188.6792 | 188.6792 | 188.6792 | 188.6792 | 188.6792 | 188.6792 | 188.6792 | 188.6792 | 188.6792 | 188.6792 | 183.8189 | 166.883 | 151.7283 | 130.2642 | 126.3396 | 126.3396 | 93.8566 | 4186.7774
2021-09-25 | 71.8491 | 75.834 | 68.3774 | 65.3283 | 62.2792 | 71.8491 | 75.834 | 75.834 | 79.9698 | 83.8943 | 105.6604 | 136.0302 | 137.5396 | 133.6755 | 109.7962 | 83.8943 | 65.3283 | 59.2302 | 62.2792 | 65.3283 | 79.9698 | 97.7811 | 119.4868 | 151.7283 | 2138.7774
2021-09-26 | 151.7283 | 149.3736 | 133.6755 | 149.3736 | 153.2377 | 153.2377 | 151.7283 | 151.7283 | 149.3736 | 166.883 | 184.0604 | 187.7434 | 188.6792 | 187.7132 | 177.7811 | 166.883 | 137.5396 | 130.2642 | 117.1321 | 71.8491 | 27.5472 | 6.717 | 1.8868 | 15.8642 | 3112
2021-09-27 | 56.1811 | 75.834 | 75.834 | 50.5509 | 22.1132 | 9.1925 | 1.8868 | 0 | 2.8528 | 23.9245 | 62.2792 | 79.9698 | 89.7208 | 105.6604 | 151.7283 | 177.2226 | 187.7132 | 188.6792 | 186.9434 | 177.2226 | 166.883 | 154.1585 | 153.2377 | 151.7283 | 2351.517
2021-09-28 | 151.7283 | 153.2377 | 165.3736 | 166.883 | 165.3736 | 165.3736 | 154.1585 | 154.1585 | 154.1585 | 168.3623 | 168.3623 | 166.883 | 165.3736 | 153.2377 | 133.6755 | 93.8566 | 65.3283 | 50.5509 | 25.7358 | 20.3019 | 25.7358 | 29.3585 | 27.5472 | 27.5472 | 2752.3019
2021-09-29 | 29.3585 | 29.3585 | 29.3585 | 50.5509 | 89.7208 | 119.4868 | 137.5396 | 137.5396 | 130.2642 | 153.2377 | 151.7283 | 137.5396 | 137.5396 | 136.0302 | 133.6755 | 117.1321 | 79.9698 | 65.3283 | 75.834 | 71.8491 | 50.5509 | 29.3585 | 22.1132 | 22.1132 | 2137.1774
2021-09-30 | 29.3585 | 47.9698 | 75.834 | 117.1321 | 166.883 | 187.7132 | 188.6792 | 188.6792 | 188.6792 | 177.2226 | 137.5396 | 119.4868 | 117.1321 | 130.2642 | 151.7283 | 154.1585 | 166.883 | 165.3736 | 151.7283 | 117.1321 | 83.8943 | 59.2302 | 33.7057 | 14.3849 | 2970.7925
2021-10-01 | 0 | 0 | 9.1925 | 33.7057 | 79.9698 | 119.4868 | 117.1321 | 113.7208 | 188.6792 | 188.6792 | 188.6792 | 188.6792 | 188.6792 | 188.6792 | 188.6792 | 188.6792 | 188.6792 | 188.6792 | 188.6792 | 188.6792 | 188.6792 | 188.6792 | 188.6792 | 188.6792 | 3492.0755
2021-10-02 | 188.6792 | 186.9434 | 176.3019 | 174.7925 | 176.3019 | 176.3019 | 177.2226 | 174.7925 | 166.883 | 174.7925 | 153.2377 | 137.5396 | 176.3019 | 188.6792 | 188.6792 | 188.6792 | 188.6792 | 186.9434 | 153.2377 | 97.7811 | 47.9698 | 17.3434 | 3.8189 | 17.3434 | 3519.2453
2021-10-03 | 75.834 | 137.5396 | 168.3623 | 177.7811 | 177.7811 | 182.3396 | 182.3396 | 176.3019 | 168.3623 | 183.8189 | 188.6792 | 188.6792 | 188.6792 | 188.6792 | 188.6792 | 188.6792 | 188.6792 | 188.6792 | 188.6792 | 188.6792 | 188.6792 | 188.6792 | 188.6792 | 188.6792 | 4271.9698
2021-10-04 | 188.6792 | 187.7132 | 184.0604 | 168.3623 | 153.2377 | 151.7283 | 136.0302 | 117.1321 | 93.8566 | 89.7208 | 85.7358 | 75.834 | 62.2792 | 47.9698 | 38.0528 | 23.9245 | 11.6679 | 7.9547 | 5.7509 | 4.7849 | 4.7849 | 6.717 | 7.9547 | 6.717 | 1860.6491
2021-10-05 | 6.717 | 6.717 | 11.6679 | 22.1132 | 29.3585 | 40.2264 | 65.3283 | 79.9698 | 85.7358 | 109.7962 | 136.0302 | 151.7283 | 166.883 | 177.2226 | 183.8189 | 183.8189 | 177.7811 | 176.3019 | 177.2226 | 174.7925 | 165.3736 | 153.2377 | 149.3736 | 151.7283 | 2782.9434
2021-10-06 | 149.3736 | 137.5396 | 130.2642 | 113.7208 | 89.7208 | 68.3774 | 45.3887 | 25.7358 | 12.9057 | 1.8868 | 0 | 0 | 0 | 0 | 2.8528 | 12.9057 | 33.7057 | 79.9698 | 119.4868 | 149.3736 | 174.7925 | 184.0302 | 186.9434 | 182.3396 | 1901.3132
2021-10-07 | 174.7925 | 167.8038 | 154.1585 | 153.2377 | 166.883 | 168.3623 | 183.8189 | 183.2604 | 154.1585 | 151.7283 | 137.5396 | 153.2377 | 165.3736 | 165.3736 | 153.2377 | 137.5396 | 137.5396 | 126.3396 | 133.6755 | 137.5396 | 133.6755 | 119.4868 | 109.7962 | 89.7208 | 3558.2792
2021-10-08 | 53.1321 | 25.7358 | 15.8642 | 11.6679 | 1.8868 | 0 | 0 | 0 | 9.1925 | 10.4302 | 9.1925 | 12.9057 | 22.1132 | 33.7057 | 45.3887 | 53.1321 | 50.5509 | 45.3887 | 50.5509 | 56.1811 | 68.3774 | 89.7208 | 97.7811 | 101.1925 | 864.0906
2021-10-09 | 105.6604 | 113.7208 | 113.7208 | 113.7208 | 113.7208 | 109.7962 | 130.2642 | 166.883 | 168.3623 | 151.7283 | 130.2642 | 119.4868 | 85.7358 | 65.3283 | 59.2302 | 53.1321 | 50.5509 | 56.1811 | 79.9698 | 97.7811 | 105.6604 | 105.6604 | 109.7962 | 117.1321 | 2523.4868
2021-10-10 | 119.4868 | 126.3396 | 130.2642 | 133.6755 | 136.0302 | 153.2377 | 167.8038 | 183.8189 | 188.6792 | 188.6792 | 188.6792 | 188.6792 | 188.6792 | 188.6792 | 188.6792 | 188.6792 | 188.6792 | 188.6792 | 188.6792 | 188.6792 | 188.6792 | 183.8189 | 174.7925 | 166.883 | 4128.9811
2021-10-11 | 153.2377 | 137.5396 | 137.5396 | 137.5396 | 133.6755 | 133.6755 | 133.6755 | 130.2642 | 119.4868 | 136.0302 | 151.7283 | 154.1585 | 151.7283 | 133.6755 | 130.2642 | 119.4868 | 93.8566 | 79.9698 | 71.8491 | 42.8075 | 17.3434 | 1.8868 | 0 | 0 | 2501.4189
2021-10-12 | 12.9057 | 31.5321 | 45.3887 | 38.0528 | 22.1132 | 10.4302 | 1.8868 | 0 | 0 | 0 | 0 | 0 | 0 | 0 | 0 | 0 | 0 | 0 | 1.8868 | 7.9547 | 17.3434 | 35.8792 | 62.2792 | 93.8566 | 381.5094
2021-10-13 | 133.6755 | 176.3019 | 184.0302 | 184.0302 | 183.8189 | 183.2604 | 184.0302 | 184.0302 | 182.3396 | 177.2226 | 183.2604 | 184.0604 | 187.5019 | 184.0604 | 183.8189 | 177.2226 | 184.0302 | 186.9434 | 186.9434 | 188.6792 | 188.6792 | 188.6792 | 187.7434 | 188.6792 | 4373.0415
2021-10-14 | 188.6792 | 188.6792 | 188.6792 | 188.6792 | 188.6792 | 188.6792 | 188.6792 | 188.6792 | 188.6792 | 188.6792 | 188.6792 | 188.6792 | 188.6792 | 188.6792 | 188.6792 | 188.6792 | 188.6792 | 188.6792 | 188.6792 | 188.6792 | 188.6792 | 188.6792 | 187.7434 | 182.3396 | 4521.0264
2021-10-15 | 165.3736 | 151.7283 | 136.0302 | 126.3396 | 119.4868 | 119.4868 | 117.1321 | 117.1321 | 105.6604 | 93.8566 | 97.7811 | 117.1321 | 130.2642 | 137.5396 | 137.5396 | 137.5396 | 133.6755 | 130.2642 | 126.3396 | 119.4868 | 117.1321 | 113.7208 | 109.7962 | 105.6604 | 2966.0981
2021-10-16 | 101.1925 | 97.7811 | 97.7811 | 89.7208 | 79.9698 | 71.8491 | 71.8491 | 71.8491 | 62.2792 | 53.1321 | 53.1321 | 42.8075 | 29.3585 | 17.3434 | 4.7849 | 0 | 0 | 0 | 0 | 0 | 0 | 3.8189 | 10.4302 | 23.9245 | 983.0038
2021-10-17 | 38.0528 | 45.3887 | 53.1321 | 68.3774 | 85.7358 | 117.1321 | 149.3736 | 167.8038 | 168.3623 | 166.883 | 151.7283 | 149.3736 | 153.2377 | 151.7283 | 149.3736 | 149.3736 | 151.7283 | 153.2377 | 153.2377 | 166.883 | 166.883 | 167.8038 | 166.883 | 165.3736 | 3257.0868
2021-10-18 | 154.1585 | 154.1585 | 151.7283 | 137.5396 | 136.0302 | 136.0302 | 130.2642 | 101.1925 | 75.834 | 68.3774 | 83.8943 | 126.3396 | 174.7925 | 174.7925 | 183.2604 | 184.0604 | 187.7132 | 186.9434 | 154.1585 | 154.1585 | 151.7283 | 136.0302 | 126.3396 | 133.6755 | 3403.2
2021-10-19 | 136.0302 | 130.2642 | 119.4868 | 126.3396 | 137.5396 | 130.2642 | 119.4868 | 117.1321 | 79.9698 | 53.1321 | 31.5321 | 20.3019 | 29.3585 | 29.3585 | 11.6679 | 14.3849 | 50.5509 | 137.5396 | 188.6792 | 188.6792 | 188.6792 | 186.9434 | 177.2226 | 177.2226 | 2581.766
2021-10-20 | 188.6792 | 188.6792 | 188.6792 | 188.6792 | 188.6792 | 188.6792 | 188.6792 | 188.6792 | 188.6792 | 188.6792 | 188.6792 | 188.6792 | 176.3019 | 183.8189 | 184.0604 | 187.7434 | 187.7434 | 188.6792 | 188.6792 | 187.5019 | 183.8189 | 184.0604 | 188.6792 | 188.6792 | 4493.917
2021-10-21 | 188.6792 | 188.6792 | 188.6792 | 188.6792 | 188.6792 | 188.6792 | 188.6792 | 188.6792 | 188.6792 | 184.0604 | 187.7434 | 188.6792 | 188.6792 | 188.6792 | 188.6792 | 188.6792 | 188.6792 | 188.6792 | 188.6792 | 188.6792 | 188.6792 | 188.6792 | 188.6792 | 188.6792 | 4522.7472
2021-10-22 | 188.6792 | 188.6792 | 188.6792 | 188.6792 | 188.6792 | 188.6792 | 186.9434 | 177.7811 | 153.2377 | 117.1321 | 117.1321 | 105.6604 | 89.7208 | 75.834 | 53.1321 | 33.7057 | 23.9245 | 17.3434 | 10.4302 | 6.717 | 4.7849 | 7.9547 | 22.1132 | 42.8075 | 2378.4302
2021-10-23 | 62.2792 | 71.8491 | 79.9698 | 93.8566 | 113.7208 | 133.6755 | 149.3736 | 151.7283 | 168.3623 | 183.2604 | 187.7434 | 187.5019 | 187.7132 | 188.6792 | 188.6792 | 188.6792 | 188.6792 | 188.6792 | 188.6792 | 188.6792 | 188.6792 | 188.6792 | 188.6792 | 188.6792 | 3846.5057
2021-10-24 | 188.6792 | 188.6792 | 188.6792 | 188.6792 | 187.5019 | 167.8038 | 149.3736 | 137.5396 | 136.0302 | 119.4868 | 119.4868 | 151.7283 | 154.1585 | 153.2377 | 151.7283 | 151.7283 | 154.1585 | 167.8038 | 168.3623 | 168.3623 | 165.3736 | 153.2377 | 136.0302 | 113.7208 | 3761.5698
2021-10-25 | 101.1925 | 136.0302 | 153.2377 | 166.883 | 176.3019 | 176.3019 | 182.3396 | 184.0302 | 187.7132 | 188.6792 | 188.6792 | 188.6792 | 188.6792 | 188.6792 | 188.6792 | 188.6792 | 187.5019 | 182.3396 | 153.2377 | 136.0302 | 136.0302 | 136.0302 | 133.6755 | 130.2642 | 3979.8943
2021-10-26 | 126.3396 | 117.1321 | 101.1925 | 93.8566 | 85.7358 | 83.8943 | 93.8566 | 109.7962 | 136.0302 | 182.3396 | 186.9434 | 187.7132 | 188.6792 | 188.6792 | 188.6792 | 188.6792 | 188.6792 | 188.6792 | 188.6792 | 183.2604 | 183.2604 | 183.2604 | 176.3019 | 153.2377 | 3704.9057
2021-10-27 | 117.1321 | 79.9698 | 71.8491 | 79.9698 | 105.6604 | 133.6755 | 151.7283 | 154.1585 | 153.2377 | 137.5396 | 137.5396 | 126.3396 | 119.4868 | 109.7962 | 97.7811 | 105.6604 | 75.834 | 53.1321 | 47.9698 | 56.1811 | 59.2302 | 53.1321 | 56.1811 | 50.5509 | 2333.7358
2021-10-28 | 45.3887 | 47.9698 | 56.1811 | 68.3774 | 59.2302 | 68.3774 | 75.834 | 75.834 | 68.3774 | 56.1811 | 42.8075 | 23.9245 | 11.6679 | 11.6679 | 12.9057 | 15.8642 | 20.3019 | 27.5472 | 31.5321 | 25.7358 | 20.3019 | 12.9057 | 10.4302 | 5.7509 | 895.0943
2021-10-29 | 0 | 0 | 0 | 0 | 0 | 0 | 0 | 0 | 0 | 2.8528 | 4.7849 | 9.1925 | 14.3849 | 33.7057 | 75.834 | 119.4868 | 151.7283 | 151.7283 | 126.3396 | 105.6604 | 126.3396 | 149.3736 | 137.5396 | 130.2642 | 1339.2151
2021-10-30 | 97.7811 | 65.3283 | 75.834 | 83.8943 | 113.7208 | 165.3736 | 188.6792 | 188.6792 | 188.6792 | 188.6792 | 151.7283 | 101.1925 | 65.3283 | 42.8075 | 38.0528 | 50.5509 | 85.7358 | 119.4868 | 137.5396 | 151.7283 | 165.3736 | 165.3736 | 154.1585 | 153.2377 | 2938.9434
2021-10-31 | 151.7283 | 130.2642 | 93.8566 | 59.2302 | 27.5472 | 10.4302 | 7.9547 | 25.7358 | 65.3283 | 97.7811 | 133.6755 | 183.8189 | 188.6792 | 188.6792 | 188.6792 | 188.6792 | 188.6792 | 188.6792 | 188.6792 | 177.7811 | 71.8491 | 4.7849 | 0 | 0 | 2562.5208
2021-11-01 | 0 | 0 | 0 | 0 | 0 | 9.1925 | 33.7057 | 71.8491 | 126.3396 | 153.2377 | 176.3019 | 187.7132 | 188.6792 | 188.6792 | 188.6792 | 188.6792 | 188.6792 | 188.6792 | 188.6792 | 188.6792 | 188.6792 | 187.5019 | 183.2604 | 182.3396 | 3009.5547
2021-11-02 | 167.8038 | 151.7283 | 130.2642 | 119.4868 | 113.7208 | 109.7962 | 105.6604 | 109.7962 | 101.1925 | 83.8943 | 71.8491 | 71.8491 | 71.8491 | 68.3774 | 68.3774 | 79.9698 | 89.7208 | 93.8566 | 101.1925 | 109.7962 | 105.6604 | 105.6604 | 113.7208 | 119.4868 | 2464.7094
2021-11-03 | 130.2642 | 137.5396 | 149.3736 | 154.1585 | 167.8038 | 182.3396 | 183.8189 | 183.2604 | 182.3396 | 182.3396 | 187.5019 | 187.7434 | 188.6792 | 188.6792 | 188.6792 | 188.6792 | 188.6792 | 188.6792 | 187.7434 | 186.9434 | 183.2604 | 183.8189 | 186.9434 | 184.0604 | 4273.3283
2021-11-04 | 183.2604 | 182.3396 | 183.8189 | 183.8189 | 183.2604 | 177.7811 | 176.3019 | 174.7925 | 165.3736 | 151.7283 | 137.5396 | 153.2377 | 151.7283 | 149.3736 | 130.2642 | 126.3396 | 136.0302 | 133.6755 | 151.7283 | 167.8038 | 174.7925 | 176.3019 | 176.3019 | 165.3736 | 3892.966
2021-11-05 | 151.7283 | 154.1585 | 166.883 | 165.3736 | 137.5396 | 136.0302 | 133.6755 | 130.2642 | 130.2642 | 119.4868 | 136.0302 | 153.2377 | 168.3623 | 177.7811 | 182.3396 | 177.2226 | 168.3623 | 165.3736 | 153.2377 | 137.5396 | 136.0302 | 137.5396 | 136.0302 | 137.5396 | 3592.0302
2021-11-06 | 136.0302 | 126.3396 | 119.4868 | 126.3396 | 133.6755 | 151.7283 | 182.3396 | 188.6792 | 188.6792 | 188.6792 | 188.6792 | 188.6792 | 188.6792 | 188.6792 | 188.6792 | 0 | 0 | 188.6792 | 188.6792 | 188.6792 | 188.6792 | 188.6792 | 0 | 0 | 3428.7698
2021-11-07 | 0 | 0 | 0 | 0 | 0 | 0 | 0 | 0 | 188.6792 | 188.6792 | 188.6792 | 188.6792 | 188.6792 | 188.6792 | 188.6792 | 188.6792 | 188.6792 | 188.6792 | 188.6792 | 177.7811 | 151.7283 | 130.2642 | 117.1321 | 113.7208 | 2766.0981
2021-11-08 | 89.7208 | 42.8075 | 10.4302 | 0 | 3.8189 | 33.7057 | 75.834 | 105.6604 | 130.2642 | 130.2642 | 126.3396 | 133.6755 | 153.2377 | 182.3396 | 184.0604 | 187.7434 | 188.6792 | 188.6792 | 188.6792 | 184.0604 | 167.8038 | 167.8038 | 174.7925 | 188.6792 | 3039.0792
2021-11-09 | 188.6792 | 188.6792 | 188.6792 | 187.7434 | 177.7811 | 166.883 | 153.2377 | 165.3736 | 174.7925 | 186.9434 | 188.6792 | 187.7434 | 187.7434 | 187.7434 | 184.0604 | 177.2226 | 167.8038 | 165.3736 | 165.3736 | 166.883 | 154.1585 | 166.883 | 182.3396 | 186.9434 | 4247.7434
2021-11-10 | 183.8189 | 177.7811 | 177.2226 | 177.7811 | 174.7925 | 165.3736 | 165.3736 | 154.1585 | 151.7283 | 136.0302 | 119.4868 | 133.6755 | 149.3736 | 151.7283 | 168.3623 | 183.2604 | 187.7132 | 188.6792 | 188.6792 | 188.6792 | 188.6792 | 188.6792 | 188.6792 | 188.6792 | 4078.4151
2021-11-11 | 188.6792 | 188.6792 | 188.6792 | 183.8189 | 137.5396 | 101.1925 | 65.3283 | 40.2264 | 20.3019 | 5.7509 | 0 | 0 | 2.8528 | 33.7057 | 85.7358 | 130.2642 | 154.1585 | 174.7925 | 183.2604 | 187.7132 | 188.6792 | 188.6792 | 188.6792 | 188.6792 | 2827.3962
2021-11-12 | 188.6792 | 188.6792 | 187.7132 | 167.8038 | 137.5396 | 130.2642 | 113.7208 | 101.1925 | 89.7208 | 79.9698 | 62.2792 | 40.2264 | 33.7057 | 33.7057 | 33.7057 | 20.3019 | 4.7849 | 7.9547 | 20.3019 | 42.8075 | 56.1811 | 68.3774 | 71.8491 | 75.834 | 1957.2981
2021-11-13 | 85.7358 | 79.9698 | 75.834 | 71.8491 | 71.8491 | 71.8491 | 59.2302 | 45.3887 | 33.7057 | 25.7358 | 15.8642 | 5.7509 | 0 | 0 | 0 | 0 | 0 | 0 | 0 | 11.6679 | 27.5472 | 56.1811 | 85.7358 | 109.7962 | 933.6906
2021-11-14 | 119.4868 | 126.3396 | 130.2642 | 119.4868 | 119.4868 | 130.2642 | 136.0302 | 137.5396 | 137.5396 | 137.5396 | 165.3736 | 137.5396 | 105.6604 | 113.7208 | 130.2642 | 151.7283 | 151.7283 | 149.3736 | 109.7962 | 97.7811 | 79.9698 | 68.3774 | 59.2302 | 47.9698 | 2862.4906
2021-11-15 | 53.1321 | 68.3774 | 71.8491 | 62.2792 | 56.1811 | 68.3774 | 65.3283 | 53.1321 | 47.9698 | 45.3887 | 33.7057 | 27.5472 | 31.5321 | 50.5509 | 65.3283 | 83.8943 | 105.6604 | 113.7208 | 119.4868 | 130.2642 | 133.6755 | 130.2642 | 130.2642 | 151.7283 | 1899.6377
2021-11-16 | 165.3736 | 168.3623 | 177.2226 | 183.2604 | 187.5019 | 188.6792 | 188.6792 | 188.6792 | 188.6792 | 188.6792 | 188.6792 | 188.6792 | 188.6792 | 188.6792 | 188.6792 | 188.6792 | 188.6792 | 188.6792 | 182.3396 | 186.9434 | 188.6792 | 188.6792 | 188.6792 | 188.6792 | 4458.5509
2021-11-17 | 188.6792 | 188.6792 | 188.6792 | 188.6792 | 188.6792 | 188.6792 | 188.6792 | 187.7132 | 186.9434 | 187.7132 | 187.7132 | 188.6792 | 188.6792 | 188.6792 | 188.6792 | 187.7132 | 182.3396 | 149.3736 | 117.1321 | 113.7208 | 126.3396 | 126.3396 | 151.7283 | 188.6792 | 4168.9208
2021-11-18 | 188.6792 | 188.6792 | 188.6792 | 188.6792 | 188.6792 | 188.6792 | 188.6792 | 188.6792 | 188.6792 | 188.6792 | 188.6792 | 188.6792 | 188.6792 | 188.6792 | 188.6792 | 188.6792 | 188.6792 | 188.6792 | 188.6792 | 188.6792 | 188.6792 | 188.6792 | 188.6792 | 188.6792 | 4528.3019
2021-11-19 | 188.6792 | 188.6792 | 188.6792 | 188.6792 | 188.6792 | 188.6792 | 188.6792 | 188.6792 | 187.7434 | 177.2226 | 182.3396 | 184.0302 | 188.6792 | 188.6792 | 188.6792 | 188.6792 | 188.6792 | 188.6792 | 188.6792 | 188.6792 | 188.6792 | 188.6792 | 188.6792 | 188.6792 | 4504.9208
2021-11-20 | 188.6792 | 188.6792 | 188.6792 | 188.6792 | 188.6792 | 188.6792 | 182.3396 | 153.2377 | 149.3736 | 137.5396 | 153.2377 | 184.0604 | 188.6792 | 188.6792 | 188.6792 | 188.6792 | 188.6792 | 188.6792 | 188.6792 | 188.6792 | 188.6792 | 188.6792 | 188.6792 | 188.6792 | 4356.0151
2021-11-21 | 188.6792 | 188.6792 | 188.6792 | 188.6792 | 188.6792 | 188.6792 | 188.6792 | 187.7434 | 187.7132 | 187.5019 | 187.7434 | 184.0604 | 182.3396 | 166.883 | 153.2377 | 137.5396 | 133.6755 | 126.3396 | 119.4868 | 117.1321 | 113.7208 | 113.7208 | 105.6604 | 117.1321 | 3842.3849
2021-11-22 | 149.3736 | 154.1585 | 166.883 | 176.3019 | 182.3396 | 183.2604 | 184.0302 | 184.0302 | 183.8189 | 183.2604 | 177.2226 | 183.8189 | 184.0302 | 183.8189 | 183.8189 | 184.0302 | 184.0604 | 183.8189 | 182.3396 | 176.3019 | 177.2226 | 168.3623 | 165.3736 | 165.3736 | 4247.0491
2021-11-23 | 165.3736 | 165.3736 | 166.883 | 176.3019 | 176.3019 | 168.3623 | 176.3019 | 177.7811 | 166.883 | 177.7811 | 182.3396 | 177.2226 | 183.8189 | 184.0604 | 187.7132 | 187.7434 | 188.6792 | 188.6792 | 188.6792 | 187.7434 | 187.5019 | 187.7434 | 188.6792 | 188.6792 | 4326.6264
2021-11-24 | 188.6792 | 188.6792 | 187.7434 | 187.5019 | 187.5019 | 174.7925 | 151.7283 | 151.7283 | 154.1585 | 165.3736 | 166.883 | 167.8038 | 176.3019 | 183.2604 | 186.9434 | 188.6792 | 188.6792 | 188.6792 | 188.6792 | 188.6792 | 188.6792 | 188.6792 | 188.6792 | 188.6792 | 4317.1925
2021-11-25 | 188.6792 | 188.6792 | 188.6792 | 188.6792 | 188.6792 | 188.6792 | 188.6792 | 184.0302 | 176.3019 | 154.1585 | 137.5396 | 149.3736 | 165.3736 | 165.3736 | 165.3736 | 154.1585 | 153.2377 | 176.3019 | 187.7434 | 188.6792 | 188.6792 | 188.6792 | 188.6792 | 188.6792 | 4233.117
2021-11-26 | 188.6792 | 188.6792 | 188.6792 | 188.6792 | 188.6792 | 188.6792 | 188.6792 | 188.6792 | 188.6792 | 188.6792 | 188.6792 | 188.6792 | 0 | 0 | 0 | 0 | 0 | 0 | 0 | 0 | 0 | 0 | 188.6792 | 188.6792 | 2641.5094
2021-11-27 | 188.6792 | 188.6792 | 188.6792 | 188.6792 | 188.6792 | 188.6792 | 188.6792 | 188.6792 | 188.6792 | 188.6792 | 188.6792 | 188.6792 | 188.6792 | 188.6792 | 187.7434 | 186.9434 | 184.0604 | 177.7811 | 168.3623 | 165.3736 | 151.7283 | 136.0302 | 117.1321 | 93.8566 | 4210.5208
2021-11-28 | 71.8491 | 50.5509 | 35.8792 | 31.5321 | 33.7057 | 35.8792 | 40.2264 | 56.1811 | 85.7358 | 105.6604 | 117.1321 | 126.3396 | 119.4868 | 109.7962 | 113.7208 | 109.7962 | 97.7811 | 75.834 | 50.5509 | 29.3585 | 12.9057 | 2.8528 | 0 | 2.8528 | 1515.6075
2021-11-29 | 9.1925 | 14.3849 | 20.3019 | 27.5472 | 38.0528 | 56.1811 | 83.8943 | 119.4868 | 165.3736 | 184.0604 | 188.6792 | 188.6792 | 188.6792 | 188.6792 | 188.6792 | 188.6792 | 188.6792 | 188.6792 | 188.6792 | 188.6792 | 187.5019 | 177.2226 | 153.2377 | 149.3736 | 3272.6038
2021-11-30 | 136.0302 | 126.3396 | 130.2642 | 109.7962 | 85.7358 | 56.1811 | 20.3019 | 3.8189 | 0 | 0 | 0 | 0 | 0 | 0 | 0 | 0 | 0 | 0 | 0 | 3.8189 | 6.717 | 15.8642 | 38.0528 | 71.8491 | 804.7698
2021-12-01 | 105.6604 | 130.2642 | 154.1585 | 177.2226 | 184.0302 | 187.5019 | 187.7434 | 188.6792 | 188.6792 | 188.6792 | 188.6792 | 188.6792 | 188.6792 | 188.6792 | 188.6792 | 188.6792 | 188.6792 | 188.6792 | 188.6792 | 188.6792 | 188.6792 | 188.6792 | 188.6792 | 188.6792 | 4334.1283
2021-12-02 | 188.6792 | 188.6792 | 188.6792 | 188.6792 | 188.6792 | 188.6792 | 188.6792 | 187.5019 | 177.7811 | 151.7283 | 97.7811 | 56.1811 | 42.8075 | 38.0528 | 42.8075 | 45.3887 | 45.3887 | 50.5509 | 47.9698 | 65.3283 | 89.7208 | 126.3396 | 153.2377 | 183.2604 | 2922.5811
2021-12-03 | 177.7811 | 183.2604 | 187.7434 | 188.6792 | 188.6792 | 188.6792 | 187.7434 | 188.6792 | 188.6792 | 188.6792 | 188.6792 | 188.6792 | 187.7434 | 177.7811 | 165.3736 | 130.2642 | 93.8566 | 75.834 | 65.3283 | 35.8792 | 25.7358 | 38.0528 | 45.3887 | 35.8792 | 3323.0792
2021-12-04 | 20.3019 | 18.8226 | 15.8642 | 7.9547 | 5.7509 | 10.4302 | 22.1132 | 45.3887 | 75.834 | 137.5396 | 186.9434 | 188.6792 | 188.6792 | 188.6792 | 188.6792 | 188.6792 | 188.6792 | 188.6792 | 188.6792 | 188.6792 | 188.6792 | 188.6792 | 188.6792 | 188.6792 | 2999.7736
2021-12-05 | 188.6792 | 188.6792 | 188.6792 | 188.6792 | 188.6792 | 188.6792 | 188.6792 | 187.7434 | 183.8189 | 174.7925 | 151.7283 | 117.1321 | 83.8943 | 59.2302 | 47.9698 | 31.5321 | 14.3849 | 0 | 0 | 0 | 3.8189 | 23.9245 | 56.1811 | 101.1925 | 2558.0981
2021-12-06 | 137.5396 | 165.3736 | 182.3396 | 186.9434 | 188.6792 | 188.6792 | 188.6792 | 188.6792 | 188.6792 | 188.6792 | 188.6792 | 183.2604 | 165.3736 | 165.3736 | 154.1585 | 154.1585 | 165.3736 | 167.8038 | 177.7811 | 183.2604 | 187.7132 | 188.6792 | 187.7434 | 186.9434 | 4260.5736
2021-12-07 | 184.0302 | 182.3396 | 168.3623 | 151.7283 | 109.7962 | 68.3774 | 27.5472 | 3.8189 | 6.717 | 38.0528 | 79.9698 | 130.2642 | 166.883 | 184.0604 | 188.6792 | 188.6792 | 188.6792 | 188.6792 | 188.6792 | 188.6792 | 188.6792 | 188.6792 | 188.6792 | 188.6792 | 3388.7396
2021-12-08 | 188.6792 | 188.6792 | 188.6792 | 188.6792 | 187.5019 | 177.2226 | 183.8189 | 187.7434 | 187.7434 | 187.7434 | 184.0604 | 177.7811 | 166.883 | 151.7283 | 133.6755 | 113.7208 | 85.7358 | 59.2302 | 42.8075 | 35.8792 | 33.7057 | 33.7057 | 35.8792 | 35.8792 | 3157.1623
2021-12-09 | 31.5321 | 23.9245 | 25.7358 | 45.3887 | 65.3283 | 62.2792 | 47.9698 | 38.0528 | 35.8792 | 38.0528 | 40.2264 | 45.3887 | 53.1321 | 50.5509 | 50.5509 | 65.3283 | 89.7208 | 113.7208 | 136.0302 | 149.3736 | 137.5396 | 119.4868 | 117.1321 | 136.0302 | 1718.3547
2021-12-10 | 151.7283 | 151.7283 | 153.2377 | 153.2377 | 153.2377 | 165.3736 | 168.3623 | 153.2377 | 137.5396 | 137.5396 | 126.3396 | 117.1321 | 109.7962 | 105.6604 | 109.7962 | 119.4868 | 130.2642 | 126.3396 | 119.4868 | 126.3396 | 133.6755 | 137.5396 | 133.6755 | 126.3396 | 3247.0943
2021-12-11 | 113.7208 | 113.7208 | 97.7811 | 85.7358 | 65.3283 | 62.2792 | 83.8943 | 105.6604 | 130.2642 | 151.7283 | 165.3736 | 166.883 | 186.9434 | 186.9434 | 187.7132 | 177.2226 | 151.7283 | 119.4868 | 113.7208 | 109.7962 | 105.6604 | 109.7962 | 109.7962 | 105.6604 | 3006.8377
2021-12-12 | 105.6604 | 117.1321 | 117.1321 | 109.7962 | 105.6604 | 109.7962 | 109.7962 | 101.1925 | 93.8566 | 93.8566 | 83.8943 | 65.3283 | 50.5509 | 38.0528 | 38.0528 | 42.8075 | 59.2302 | 109.7962 | 177.2226 | 188.6792 | 188.6792 | 188.6792 | 188.6792 | 188.6792 | 2672.2113
2021-12-13 | 188.6792 | 188.6792 | 188.6792 | 188.6792 | 188.6792 | 188.6792 | 188.6792 | 188.6792 | 188.6792 | 186.9434 | 166.883 | 153.2377 | 151.7283 | 165.3736 | 167.8038 | 177.2226 | 182.3396 | 177.7811 | 168.3623 | 168.3623 | 154.1585 | 149.3736 | 154.1585 | 165.3736 | 4187.2151
2021-12-14 | 151.7283 | 165.3736 | 177.7811 | 187.5019 | 188.6792 | 188.6792 | 188.6792 | 188.6792 | 188.6792 | 188.6792 | 188.6792 | 188.6792 | 188.6792 | 188.6792 | 188.6792 | 188.6792 | 188.6792 | 188.6792 | 188.6792 | 188.6792 | 188.6792 | 188.6792 | 188.6792 | 188.6792 | 4455.9698
2021-12-15 | 188.6792 | 188.6792 | 188.6792 | 188.6792 | 188.6792 | 188.6792 | 188.6792 | 188.6792 | 188.6792 | 188.6792 | 188.6792 | 188.6792 | 188.6792 | 188.6792 | 188.6792 | 187.7434 | 183.8189 | 174.7925 | 165.3736 | 151.7283 | 137.5396 | 119.4868 | 89.7208 | 75.834 | 4116.2264
2021-12-16 | 59.2302 | 42.8075 | 29.3585 | 23.9245 | 25.7358 | 45.3887 | 79.9698 | 109.7962 | 137.5396 | 153.2377 | 151.7283 | 149.3736 | 149.3736 | 151.7283 | 149.3736 | 151.7283 | 149.3736 | 137.5396 | 136.0302 | 136.0302 | 137.5396 | 136.0302 | 126.3396 | 109.7962 | 2678.9736
2021-12-17 | 97.7811 | 85.7358 | 68.3774 | 59.2302 | 47.9698 | 35.8792 | 27.5472 | 22.1132 | 17.3434 | 14.3849 | 10.4302 | 7.9547 | 5.7509 | 4.7849 | 1.8868 | 0 | 0 | 0 | 0 | 0 | 0 | 0 | 0 | 2.8528 | 510.0226
2021-12-18 | 6.717 | 9.1925 | 10.4302 | 10.4302 | 9.1925 | 7.9547 | 9.1925 | 11.6679 | 17.3434 | 23.9245 | 31.5321 | 40.2264 | 45.3887 | 45.3887 | 42.8075 | 40.2264 | 31.5321 | 22.1132 | 17.3434 | 11.6679 | 7.9547 | 10.4302 | 15.8642 | 20.3019 | 498.8226
2021-12-19 | 23.9245 | 23.9245 | 22.1132 | 18.8226 | 15.8642 | 12.9057 | 10.4302 | 6.717 | 4.7849 | 1.8868 | 0 | 0 | 0 | 0 | 3.8189 | 6.717 | 9.1925 | 11.6679 | 14.3849 | 17.3434 | 18.8226 | 17.3434 | 14.3849 | 11.6679 | 266.717
2021-12-20 | 6.717 | 1.8868 | 0 | 0 | 0 | 0 | 0 | 0 | 0 | 0 | 0 | 0 | 0 | 0 | 0 | 0 | 0 | 0 | 0 | 0 | 0 | 0 | 0 | 0 | 8.6038
2021-12-21 | 0 | 0 | 2.8528 | 4.7849 | 3.8189 | 2.8528 | 1.8868 | 0 | 0 | 0 | 0 | 0 | 0 | 0 | 0 | 0 | 0 | 0 | 0 | 0 | 0 | 0 | 0 | 0 | 16.1962
2021-12-22 | 0 | 0 | 0 | 0 | 0 | 0 | 0 | 0 | 0 | 0 | 0 | 0 | 0 | 0 | 0 | 0 | 0 | 0 | 0 | 0 | 0 | 0 | 0 | 0 | 0
2021-12-23 | 0 | 0 | 9.1925 | 17.3434 | 29.3585 | 45.3887 | 62.2792 | 71.8491 | 89.7208 | 109.7962 | 130.2642 | 137.5396 | 149.3736 | 153.2377 | 166.883 | 168.3623 | 177.7811 | 182.3396 | 165.3736 | 137.5396 | 126.3396 | 119.4868 | 130.2642 | 137.5396 | 2517.2528
2021-12-24 | 137.5396 | 137.5396 | 137.5396 | 137.5396 | 133.6755 | 137.5396 | 151.7283 | 165.3736 | 168.3623 | 183.8189 | 184.0302 | 183.2604 | 176.3019 | 177.2226 | 182.3396 | 184.0302 | 184.0604 | 186.9434 | 184.0604 | 184.0302 | 183.8189 | 182.3396 | 182.3396 | 177.2226 | 4042.6566
2021-12-25 | 176.3019 | 174.7925 | 168.3623 | 167.8038 | 167.8038 | 168.3623 | 174.7925 | 176.3019 | 177.2226 | 177.7811 | 177.2226 | 174.7925 | 174.7925 | 176.3019 | 182.3396 | 184.0604 | 186.9434 | 186.9434 | 186.9434 | 187.5019 | 187.7434 | 187.7434 | 188.6792 | 188.6792 | 4300.2113
2021-12-26 | 188.6792 | 188.6792 | 188.6792 | 188.6792 | 187.7434 | 187.7434 | 188.6792 | 188.6792 | 188.6792 | 188.6792 | 188.6792 | 188.6792 | 188.6792 | 188.6792 | 188.6792 | 188.6792 | 188.6792 | 188.6792 | 188.6792 | 188.6792 | 187.7132 | 186.9434 | 184.0604 | 183.8189 | 4514.2491
2021-12-27 | 182.3396 | 177.2226 | 168.3623 | 165.3736 | 151.7283 | 130.2642 | 105.6604 | 85.7358 | 68.3774 | 53.1321 | 45.3887 | 40.2264 | 31.5321 | 25.7358 | 23.9245 | 20.3019 | 20.3019 | 18.8226 | 14.3849 | 9.1925 | 3.8189 | 0 | 0 | 0 | 1541.8264
2021-12-28 | 0 | 0 | 0 | 0 | 0 | 0 | 0 | 0 | 0 | 0 | 0 | 0 | 0 | 0 | 0 | 0 | 3.8189 | 10.4302 | 14.3849 | 15.8642 | 22.1132 | 18.8226 | 11.6679 | 12.9057 | 110.0075
2021-12-29 | 12.9057 | 6.717 | 11.6679 | 12.9057 | 17.3434 | 40.2264 | 71.8491 | 85.7358 | 109.7962 | 136.0302 | 166.883 | 184.0604 | 187.5019 | 168.3623 | 149.3736 | 109.7962 | 136.0302 | 188.6792 | 188.6792 | 188.6792 | 188.6792 | 188.6792 | 188.6792 | 188.6792 | 2927.9396
2021-12-30 | 188.6792 | 188.6792 | 188.6792 | 188.6792 | 188.6792 | 188.6792 | 186.9434 | 183.8189 | 187.7132 | 187.7434 | 188.6792 | 188.6792 | 188.6792 | 187.7434 | 187.7132 | 188.6792 | 188.6792 | 188.6792 | 187.7434 | 184.0302 | 177.7811 | 165.3736 | 136.0302 | 117.1321 | 4353.917
2021-12-31 | 119.4868 | 109.7962 | 119.4868 | 117.1321 | 109.7962 | 89.7208 | 71.8491 | 59.2302 | 50.5509 | 40.2264 | 31.5321 | 27.5472 | 27.5472 | 14.3849 | 7.9547 | 4.7849 | 7.9547 | 7.9547 | 18.8226 | 23.9245 | 23.9245 | 31.5321 | 40.2264 | 53.1321 | 1208.4981

## Water purification electrical
DATE AND TIME | 0:00 | 1:00 | 2:00 | 3:00 | 4:00 | 5:00 | 6:00 | 7:00 | 8:00 | 9:00 | 10:00 | 11:00 | 12:00 | 13:00 | 14:00 | 15:00 | 16:00 | 17:00 | 18:00 | 19:00 | 20:00 | 21:00 | 22:00 | 23:00 | Total
2021-01-01 | 0 | 0 | 0 | 0 | 0 | 0 | 0 | 0 | 0 | 0 | 0 | 0 | 0 | 0 | 0 | 0 | 0 | 0 | 0 | 0 | 0 | 0 | 0 | 0 | 0
2021-01-02 | 0 | 0 | 0 | 0 | 0 | 0 | 0 | 0 | 0 | 0 | 0 | 0 | 0 | 0 | 0 | 0 | 0 | 0 | 0 | 0 | 0 | 0 | 0 | 0 | 0 | Total kWh | 0 | kWh
2021-01-03 | 0 | 0 | 0 | 0 | 0 | 0 | 0 | 0 | 0 | 0 | 0 | 0 | 0 | 0 | 0 | 0 | 0 | 0 | 0 | 0 | 0 | 0 | 0 | 0 | 0 | Total MWh | 0 | MWh
2021-01-04 | 0 | 0 | 0 | 0 | 0 | 0 | 0 | 0 | 0 | 0 | 0 | 0 | 0 | 0 | 0 | 0 | 0 | 0 | 0 | 0 | 0 | 0 | 0 | 0 | 0
2021-01-05 | 0 | 0 | 0 | 0 | 0 | 0 | 0 | 0 | 0 | 0 | 0 | 0 | 0 | 0 | 0 | 0 | 0 | 0 | 0 | 0 | 0 | 0 | 0 | 0 | 0
2021-01-06 | 0 | 0 | 0 | 0 | 0 | 0 | 0 | 0 | 0 | 0 | 0 | 0 | 0 | 0 | 0 | 0 | 0 | 0 | 0 | 0 | 0 | 0 | 0 | 0 | 0 | Max daily | 0 | kWh
2021-01-07 | 0 | 0 | 0 | 0 | 0 | 0 | 0 | 0 | 0 | 0 | 0 | 0 | 0 | 0 | 0 | 0 | 0 | 0 | 0 | 0 | 0 | 0 | 0 | 0 | 0 | Min daily | 0 | kWh
2021-01-08 | 0 | 0 | 0 | 0 | 0 | 0 | 0 | 0 | 0 | 0 | 0 | 0 | 0 | 0 | 0 | 0 | 0 | 0 | 0 | 0 | 0 | 0 | 0 | 0 | 0
2021-01-09 | 0 | 0 | 0 | 0 | 0 | 0 | 0 | 0 | 0 | 0 | 0 | 0 | 0 | 0 | 0 | 0 | 0 | 0 | 0 | 0 | 0 | 0 | 0 | 0 | 0
2021-01-10 | 0 | 0 | 0 | 0 | 0 | 0 | 0 | 0 | 0 | 0 | 0 | 0 | 0 | 0 | 0 | 0 | 0 | 0 | 0 | 0 | 0 | 0 | 0 | 0 | 0
2021-01-11 | 0 | 0 | 0 | 0 | 0 | 0 | 0 | 0 | 0 | 0 | 0 | 0 | 0 | 0 | 0 | 0 | 0 | 0 | 0 | 0 | 0 | 0 | 0 | 0 | 0
2021-01-12 | 0 | 0 | 0 | 0 | 0 | 0 | 0 | 0 | 0 | 0 | 0 | 0 | 0 | 0 | 0 | 0 | 0 | 0 | 0 | 0 | 0 | 0 | 0 | 0 | 0
2021-01-13 | 0 | 0 | 0 | 0 | 0 | 0 | 0 | 0 | 0 | 0 | 0 | 0 | 0 | 0 | 0 | 0 | 0 | 0 | 0 | 0 | 0 | 0 | 0 | 0 | 0
2021-01-14 | 0 | 0 | 0 | 0 | 0 | 0 | 0 | 0 | 0 | 0 | 0 | 0 | 0 | 0 | 0 | 0 | 0 | 0 | 0 | 0 | 0 | 0 | 0 | 0 | 0
2021-01-15 | 0 | 0 | 0 | 0 | 0 | 0 | 0 | 0 | 0 | 0 | 0 | 0 | 0 | 0 | 0 | 0 | 0 | 0 | 0 | 0 | 0 | 0 | 0 | 0 | 0
2021-01-16 | 0 | 0 | 0 | 0 | 0 | 0 | 0 | 0 | 0 | 0 | 0 | 0 | 0 | 0 | 0 | 0 | 0 | 0 | 0 | 0 | 0 | 0 | 0 | 0 | 0
2021-01-17 | 0 | 0 | 0 | 0 | 0 | 0 | 0 | 0 | 0 | 0 | 0 | 0 | 0 | 0 | 0 | 0 | 0 | 0 | 0 | 0 | 0 | 0 | 0 | 0 | 0
2021-01-18 | 0 | 0 | 0 | 0 | 0 | 0 | 0 | 0 | 0 | 0 | 0 | 0 | 0 | 0 | 0 | 0 | 0 | 0 | 0 | 0 | 0 | 0 | 0 | 0 | 0
2021-01-19 | 0 | 0 | 0 | 0 | 0 | 0 | 0 | 0 | 0 | 0 | 0 | 0 | 0 | 0 | 0 | 0 | 0 | 0 | 0 | 0 | 0 | 0 | 0 | 0 | 0
2021-01-20 | 0 | 0 | 0 | 0 | 0 | 0 | 0 | 0 | 0 | 0 | 0 | 0 | 0 | 0 | 0 | 0 | 0 | 0 | 0 | 0 | 0 | 0 | 0 | 0 | 0
2021-01-21 | 0 | 0 | 0 | 0 | 0 | 0 | 0 | 0 | 0 | 0 | 0 | 0 | 0 | 0 | 0 | 0 | 0 | 0 | 0 | 0 | 0 | 0 | 0 | 0 | 0
2021-01-22 | 0 | 0 | 0 | 0 | 0 | 0 | 0 | 0 | 0 | 0 | 0 | 0 | 0 | 0 | 0 | 0 | 0 | 0 | 0 | 0 | 0 | 0 | 0 | 0 | 0
2021-01-23 | 0 | 0 | 0 | 0 | 0 | 0 | 0 | 0 | 0 | 0 | 0 | 0 | 0 | 0 | 0 | 0 | 0 | 0 | 0 | 0 | 0 | 0 | 0 | 0 | 0
2021-01-24 | 0 | 0 | 0 | 0 | 0 | 0 | 0 | 0 | 0 | 0 | 0 | 0 | 0 | 0 | 0 | 0 | 0 | 0 | 0 | 0 | 0 | 0 | 0 | 0 | 0
2021-01-25 | 0 | 0 | 0 | 0 | 0 | 0 | 0 | 0 | 0 | 0 | 0 | 0 | 0 | 0 | 0 | 0 | 0 | 0 | 0 | 0 | 0 | 0 | 0 | 0 | 0
2021-01-26 | 0 | 0 | 0 | 0 | 0 | 0 | 0 | 0 | 0 | 0 | 0 | 0 | 0 | 0 | 0 | 0 | 0 | 0 | 0 | 0 | 0 | 0 | 0 | 0 | 0
2021-01-27 | 0 | 0 | 0 | 0 | 0 | 0 | 0 | 0 | 0 | 0 | 0 | 0 | 0 | 0 | 0 | 0 | 0 | 0 | 0 | 0 | 0 | 0 | 0 | 0 | 0
2021-01-28 | 0 | 0 | 0 | 0 | 0 | 0 | 0 | 0 | 0 | 0 | 0 | 0 | 0 | 0 | 0 | 0 | 0 | 0 | 0 | 0 | 0 | 0 | 0 | 0 | 0
2021-01-29 | 0 | 0 | 0 | 0 | 0 | 0 | 0 | 0 | 0 | 0 | 0 | 0 | 0 | 0 | 0 | 0 | 0 | 0 | 0 | 0 | 0 | 0 | 0 | 0 | 0
2021-01-30 | 0 | 0 | 0 | 0 | 0 | 0 | 0 | 0 | 0 | 0 | 0 | 0 | 0 | 0 | 0 | 0 | 0 | 0 | 0 | 0 | 0 | 0 | 0 | 0 | 0
2021-01-31 | 0 | 0 | 0 | 0 | 0 | 0 | 0 | 0 | 0 | 0 | 0 | 0 | 0 | 0 | 0 | 0 | 0 | 0 | 0 | 0 | 0 | 0 | 0 | 0 | 0
2021-02-01 | 0 | 0 | 0 | 0 | 0 | 0 | 0 | 0 | 0 | 0 | 0 | 0 | 0 | 0 | 0 | 0 | 0 | 0 | 0 | 0 | 0 | 0 | 0 | 0 | 0
2021-02-02 | 0 | 0 | 0 | 0 | 0 | 0 | 0 | 0 | 0 | 0 | 0 | 0 | 0 | 0 | 0 | 0 | 0 | 0 | 0 | 0 | 0 | 0 | 0 | 0 | 0
2021-02-03 | 0 | 0 | 0 | 0 | 0 | 0 | 0 | 0 | 0 | 0 | 0 | 0 | 0 | 0 | 0 | 0 | 0 | 0 | 0 | 0 | 0 | 0 | 0 | 0 | 0
2021-02-04 | 0 | 0 | 0 | 0 | 0 | 0 | 0 | 0 | 0 | 0 | 0 | 0 | 0 | 0 | 0 | 0 | 0 | 0 | 0 | 0 | 0 | 0 | 0 | 0 | 0
2021-02-05 | 0 | 0 | 0 | 0 | 0 | 0 | 0 | 0 | 0 | 0 | 0 | 0 | 0 | 0 | 0 | 0 | 0 | 0 | 0 | 0 | 0 | 0 | 0 | 0 | 0
2021-02-06 | 0 | 0 | 0 | 0 | 0 | 0 | 0 | 0 | 0 | 0 | 0 | 0 | 0 | 0 | 0 | 0 | 0 | 0 | 0 | 0 | 0 | 0 | 0 | 0 | 0
2021-02-07 | 0 | 0 | 0 | 0 | 0 | 0 | 0 | 0 | 0 | 0 | 0 | 0 | 0 | 0 | 0 | 0 | 0 | 0 | 0 | 0 | 0 | 0 | 0 | 0 | 0
2021-02-08 | 0 | 0 | 0 | 0 | 0 | 0 | 0 | 0 | 0 | 0 | 0 | 0 | 0 | 0 | 0 | 0 | 0 | 0 | 0 | 0 | 0 | 0 | 0 | 0 | 0
2021-02-09 | 0 | 0 | 0 | 0 | 0 | 0 | 0 | 0 | 0 | 0 | 0 | 0 | 0 | 0 | 0 | 0 | 0 | 0 | 0 | 0 | 0 | 0 | 0 | 0 | 0
2021-02-10 | 0 | 0 | 0 | 0 | 0 | 0 | 0 | 0 | 0 | 0 | 0 | 0 | 0 | 0 | 0 | 0 | 0 | 0 | 0 | 0 | 0 | 0 | 0 | 0 | 0
2021-02-11 | 0 | 0 | 0 | 0 | 0 | 0 | 0 | 0 | 0 | 0 | 0 | 0 | 0 | 0 | 0 | 0 | 0 | 0 | 0 | 0 | 0 | 0 | 0 | 0 | 0
2021-02-12 | 0 | 0 | 0 | 0 | 0 | 0 | 0 | 0 | 0 | 0 | 0 | 0 | 0 | 0 | 0 | 0 | 0 | 0 | 0 | 0 | 0 | 0 | 0 | 0 | 0
2021-02-13 | 0 | 0 | 0 | 0 | 0 | 0 | 0 | 0 | 0 | 0 | 0 | 0 | 0 | 0 | 0 | 0 | 0 | 0 | 0 | 0 | 0 | 0 | 0 | 0 | 0
2021-02-14 | 0 | 0 | 0 | 0 | 0 | 0 | 0 | 0 | 0 | 0 | 0 | 0 | 0 | 0 | 0 | 0 | 0 | 0 | 0 | 0 | 0 | 0 | 0 | 0 | 0
2021-02-15 | 0 | 0 | 0 | 0 | 0 | 0 | 0 | 0 | 0 | 0 | 0 | 0 | 0 | 0 | 0 | 0 | 0 | 0 | 0 | 0 | 0 | 0 | 0 | 0 | 0
2021-02-16 | 0 | 0 | 0 | 0 | 0 | 0 | 0 | 0 | 0 | 0 | 0 | 0 | 0 | 0 | 0 | 0 | 0 | 0 | 0 | 0 | 0 | 0 | 0 | 0 | 0
2021-02-17 | 0 | 0 | 0 | 0 | 0 | 0 | 0 | 0 | 0 | 0 | 0 | 0 | 0 | 0 | 0 | 0 | 0 | 0 | 0 | 0 | 0 | 0 | 0 | 0 | 0
2021-02-18 | 0 | 0 | 0 | 0 | 0 | 0 | 0 | 0 | 0 | 0 | 0 | 0 | 0 | 0 | 0 | 0 | 0 | 0 | 0 | 0 | 0 | 0 | 0 | 0 | 0
2021-02-19 | 0 | 0 | 0 | 0 | 0 | 0 | 0 | 0 | 0 | 0 | 0 | 0 | 0 | 0 | 0 | 0 | 0 | 0 | 0 | 0 | 0 | 0 | 0 | 0 | 0
2021-02-20 | 0 | 0 | 0 | 0 | 0 | 0 | 0 | 0 | 0 | 0 | 0 | 0 | 0 | 0 | 0 | 0 | 0 | 0 | 0 | 0 | 0 | 0 | 0 | 0 | 0
2021-02-21 | 0 | 0 | 0 | 0 | 0 | 0 | 0 | 0 | 0 | 0 | 0 | 0 | 0 | 0 | 0 | 0 | 0 | 0 | 0 | 0 | 0 | 0 | 0 | 0 | 0
2021-02-22 | 0 | 0 | 0 | 0 | 0 | 0 | 0 | 0 | 0 | 0 | 0 | 0 | 0 | 0 | 0 | 0 | 0 | 0 | 0 | 0 | 0 | 0 | 0 | 0 | 0
2021-02-23 | 0 | 0 | 0 | 0 | 0 | 0 | 0 | 0 | 0 | 0 | 0 | 0 | 0 | 0 | 0 | 0 | 0 | 0 | 0 | 0 | 0 | 0 | 0 | 0 | 0
2021-02-24 | 0 | 0 | 0 | 0 | 0 | 0 | 0 | 0 | 0 | 0 | 0 | 0 | 0 | 0 | 0 | 0 | 0 | 0 | 0 | 0 | 0 | 0 | 0 | 0 | 0
2021-02-25 | 0 | 0 | 0 | 0 | 0 | 0 | 0 | 0 | 0 | 0 | 0 | 0 | 0 | 0 | 0 | 0 | 0 | 0 | 0 | 0 | 0 | 0 | 0 | 0 | 0
2021-02-26 | 0 | 0 | 0 | 0 | 0 | 0 | 0 | 0 | 0 | 0 | 0 | 0 | 0 | 0 | 0 | 0 | 0 | 0 | 0 | 0 | 0 | 0 | 0 | 0 | 0
2021-02-27 | 0 | 0 | 0 | 0 | 0 | 0 | 0 | 0 | 0 | 0 | 0 | 0 | 0 | 0 | 0 | 0 | 0 | 0 | 0 | 0 | 0 | 0 | 0 | 0 | 0
2021-02-28 | 0 | 0 | 0 | 0 | 0 | 0 | 0 | 0 | 0 | 0 | 0 | 0 | 0 | 0 | 0 | 0 | 0 | 0 | 0 | 0 | 0 | 0 | 0 | 0 | 0
2021-03-01 | 0 | 0 | 0 | 0 | 0 | 0 | 0 | 0 | 0 | 0 | 0 | 0 | 0 | 0 | 0 | 0 | 0 | 0 | 0 | 0 | 0 | 0 | 0 | 0 | 0
2021-03-02 | 0 | 0 | 0 | 0 | 0 | 0 | 0 | 0 | 0 | 0 | 0 | 0 | 0 | 0 | 0 | 0 | 0 | 0 | 0 | 0 | 0 | 0 | 0 | 0 | 0
2021-03-03 | 0 | 0 | 0 | 0 | 0 | 0 | 0 | 0 | 0 | 0 | 0 | 0 | 0 | 0 | 0 | 0 | 0 | 0 | 0 | 0 | 0 | 0 | 0 | 0 | 0
2021-03-04 | 0 | 0 | 0 | 0 | 0 | 0 | 0 | 0 | 0 | 0 | 0 | 0 | 0 | 0 | 0 | 0 | 0 | 0 | 0 | 0 | 0 | 0 | 0 | 0 | 0
2021-03-05 | 0 | 0 | 0 | 0 | 0 | 0 | 0 | 0 | 0 | 0 | 0 | 0 | 0 | 0 | 0 | 0 | 0 | 0 | 0 | 0 | 0 | 0 | 0 | 0 | 0
2021-03-06 | 0 | 0 | 0 | 0 | 0 | 0 | 0 | 0 | 0 | 0 | 0 | 0 | 0 | 0 | 0 | 0 | 0 | 0 | 0 | 0 | 0 | 0 | 0 | 0 | 0
2021-03-07 | 0 | 0 | 0 | 0 | 0 | 0 | 0 | 0 | 0 | 0 | 0 | 0 | 0 | 0 | 0 | 0 | 0 | 0 | 0 | 0 | 0 | 0 | 0 | 0 | 0
2021-03-08 | 0 | 0 | 0 | 0 | 0 | 0 | 0 | 0 | 0 | 0 | 0 | 0 | 0 | 0 | 0 | 0 | 0 | 0 | 0 | 0 | 0 | 0 | 0 | 0 | 0
2021-03-09 | 0 | 0 | 0 | 0 | 0 | 0 | 0 | 0 | 0 | 0 | 0 | 0 | 0 | 0 | 0 | 0 | 0 | 0 | 0 | 0 | 0 | 0 | 0 | 0 | 0
2021-03-10 | 0 | 0 | 0 | 0 | 0 | 0 | 0 | 0 | 0 | 0 | 0 | 0 | 0 | 0 | 0 | 0 | 0 | 0 | 0 | 0 | 0 | 0 | 0 | 0 | 0
2021-03-11 | 0 | 0 | 0 | 0 | 0 | 0 | 0 | 0 | 0 | 0 | 0 | 0 | 0 | 0 | 0 | 0 | 0 | 0 | 0 | 0 | 0 | 0 | 0 | 0 | 0
2021-03-12 | 0 | 0 | 0 | 0 | 0 | 0 | 0 | 0 | 0 | 0 | 0 | 0 | 0 | 0 | 0 | 0 | 0 | 0 | 0 | 0 | 0 | 0 | 0 | 0 | 0
2021-03-13 | 0 | 0 | 0 | 0 | 0 | 0 | 0 | 0 | 0 | 0 | 0 | 0 | 0 | 0 | 0 | 0 | 0 | 0 | 0 | 0 | 0 | 0 | 0 | 0 | 0
2021-03-14 | 0 | 0 | 0 | 0 | 0 | 0 | 0 | 0 | 0 | 0 | 0 | 0 | 0 | 0 | 0 | 0 | 0 | 0 | 0 | 0 | 0 | 0 | 0 | 0 | 0
2021-03-15 | 0 | 0 | 0 | 0 | 0 | 0 | 0 | 0 | 0 | 0 | 0 | 0 | 0 | 0 | 0 | 0 | 0 | 0 | 0 | 0 | 0 | 0 | 0 | 0 | 0
2021-03-16 | 0 | 0 | 0 | 0 | 0 | 0 | 0 | 0 | 0 | 0 | 0 | 0 | 0 | 0 | 0 | 0 | 0 | 0 | 0 | 0 | 0 | 0 | 0 | 0 | 0
2021-03-17 | 0 | 0 | 0 | 0 | 0 | 0 | 0 | 0 | 0 | 0 | 0 | 0 | 0 | 0 | 0 | 0 | 0 | 0 | 0 | 0 | 0 | 0 | 0 | 0 | 0
2021-03-18 | 0 | 0 | 0 | 0 | 0 | 0 | 0 | 0 | 0 | 0 | 0 | 0 | 0 | 0 | 0 | 0 | 0 | 0 | 0 | 0 | 0 | 0 | 0 | 0 | 0
2021-03-19 | 0 | 0 | 0 | 0 | 0 | 0 | 0 | 0 | 0 | 0 | 0 | 0 | 0 | 0 | 0 | 0 | 0 | 0 | 0 | 0 | 0 | 0 | 0 | 0 | 0
2021-03-20 | 0 | 0 | 0 | 0 | 0 | 0 | 0 | 0 | 0 | 0 | 0 | 0 | 0 | 0 | 0 | 0 | 0 | 0 | 0 | 0 | 0 | 0 | 0 | 0 | 0
2021-03-21 | 0 | 0 | 0 | 0 | 0 | 0 | 0 | 0 | 0 | 0 | 0 | 0 | 0 | 0 | 0 | 0 | 0 | 0 | 0 | 0 | 0 | 0 | 0 | 0 | 0
2021-03-22 | 0 | 0 | 0 | 0 | 0 | 0 | 0 | 0 | 0 | 0 | 0 | 0 | 0 | 0 | 0 | 0 | 0 | 0 | 0 | 0 | 0 | 0 | 0 | 0 | 0
2021-03-23 | 0 | 0 | 0 | 0 | 0 | 0 | 0 | 0 | 0 | 0 | 0 | 0 | 0 | 0 | 0 | 0 | 0 | 0 | 0 | 0 | 0 | 0 | 0 | 0 | 0
2021-03-24 | 0 | 0 | 0 | 0 | 0 | 0 | 0 | 0 | 0 | 0 | 0 | 0 | 0 | 0 | 0 | 0 | 0 | 0 | 0 | 0 | 0 | 0 | 0 | 0 | 0
2021-03-25 | 0 | 0 | 0 | 0 | 0 | 0 | 0 | 0 | 0 | 0 | 0 | 0 | 0 | 0 | 0 | 0 | 0 | 0 | 0 | 0 | 0 | 0 | 0 | 0 | 0
2021-03-26 | 0 | 0 | 0 | 0 | 0 | 0 | 0 | 0 | 0 | 0 | 0 | 0 | 0 | 0 | 0 | 0 | 0 | 0 | 0 | 0 | 0 | 0 | 0 | 0 | 0
2021-03-27 | 0 | 0 | 0 | 0 | 0 | 0 | 0 | 0 | 0 | 0 | 0 | 0 | 0 | 0 | 0 | 0 | 0 | 0 | 0 | 0 | 0 | 0 | 0 | 0 | 0
2021-03-28 | 0 | 0 | 0 | 0 | 0 | 0 | 0 | 0 | 0 | 0 | 0 | 0 | 0 | 0 | 0 | 0 | 0 | 0 | 0 | 0 | 0 | 0 | 0 | 0 | 0
2021-03-29 | 0 | 0 | 0 | 0 | 0 | 0 | 0 | 0 | 0 | 0 | 0 | 0 | 0 | 0 | 0 | 0 | 0 | 0 | 0 | 0 | 0 | 0 | 0 | 0 | 0
2021-03-30 | 0 | 0 | 0 | 0 | 0 | 0 | 0 | 0 | 0 | 0 | 0 | 0 | 0 | 0 | 0 | 0 | 0 | 0 | 0 | 0 | 0 | 0 | 0 | 0 | 0
2021-03-31 | 0 | 0 | 0 | 0 | 0 | 0 | 0 | 0 | 0 | 0 | 0 | 0 | 0 | 0 | 0 | 0 | 0 | 0 | 0 | 0 | 0 | 0 | 0 | 0 | 0
2021-04-01 | 0 | 0 | 0 | 0 | 0 | 0 | 0 | 0 | 0 | 0 | 0 | 0 | 0 | 0 | 0 | 0 | 0 | 0 | 0 | 0 | 0 | 0 | 0 | 0 | 0
2021-04-02 | 0 | 0 | 0 | 0 | 0 | 0 | 0 | 0 | 0 | 0 | 0 | 0 | 0 | 0 | 0 | 0 | 0 | 0 | 0 | 0 | 0 | 0 | 0 | 0 | 0
2021-04-03 | 0 | 0 | 0 | 0 | 0 | 0 | 0 | 0 | 0 | 0 | 0 | 0 | 0 | 0 | 0 | 0 | 0 | 0 | 0 | 0 | 0 | 0 | 0 | 0 | 0
2021-04-04 | 0 | 0 | 0 | 0 | 0 | 0 | 0 | 0 | 0 | 0 | 0 | 0 | 0 | 0 | 0 | 0 | 0 | 0 | 0 | 0 | 0 | 0 | 0 | 0 | 0
2021-04-05 | 0 | 0 | 0 | 0 | 0 | 0 | 0 | 0 | 0 | 0 | 0 | 0 | 0 | 0 | 0 | 0 | 0 | 0 | 0 | 0 | 0 | 0 | 0 | 0 | 0
2021-04-06 | 0 | 0 | 0 | 0 | 0 | 0 | 0 | 0 | 0 | 0 | 0 | 0 | 0 | 0 | 0 | 0 | 0 | 0 | 0 | 0 | 0 | 0 | 0 | 0 | 0
2021-04-07 | 0 | 0 | 0 | 0 | 0 | 0 | 0 | 0 | 0 | 0 | 0 | 0 | 0 | 0 | 0 | 0 | 0 | 0 | 0 | 0 | 0 | 0 | 0 | 0 | 0
2021-04-08 | 0 | 0 | 0 | 0 | 0 | 0 | 0 | 0 | 0 | 0 | 0 | 0 | 0 | 0 | 0 | 0 | 0 | 0 | 0 | 0 | 0 | 0 | 0 | 0 | 0
2021-04-09 | 0 | 0 | 0 | 0 | 0 | 0 | 0 | 0 | 0 | 0 | 0 | 0 | 0 | 0 | 0 | 0 | 0 | 0 | 0 | 0 | 0 | 0 | 0 | 0 | 0
2021-04-10 | 0 | 0 | 0 | 0 | 0 | 0 | 0 | 0 | 0 | 0 | 0 | 0 | 0 | 0 | 0 | 0 | 0 | 0 | 0 | 0 | 0 | 0 | 0 | 0 | 0
2021-04-11 | 0 | 0 | 0 | 0 | 0 | 0 | 0 | 0 | 0 | 0 | 0 | 0 | 0 | 0 | 0 | 0 | 0 | 0 | 0 | 0 | 0 | 0 | 0 | 0 | 0
2021-04-12 | 0 | 0 | 0 | 0 | 0 | 0 | 0 | 0 | 0 | 0 | 0 | 0 | 0 | 0 | 0 | 0 | 0 | 0 | 0 | 0 | 0 | 0 | 0 | 0 | 0
2021-04-13 | 0 | 0 | 0 | 0 | 0 | 0 | 0 | 0 | 0 | 0 | 0 | 0 | 0 | 0 | 0 | 0 | 0 | 0 | 0 | 0 | 0 | 0 | 0 | 0 | 0
2021-04-14 | 0 | 0 | 0 | 0 | 0 | 0 | 0 | 0 | 0 | 0 | 0 | 0 | 0 | 0 | 0 | 0 | 0 | 0 | 0 | 0 | 0 | 0 | 0 | 0 | 0
2021-04-15 | 0 | 0 | 0 | 0 | 0 | 0 | 0 | 0 | 0 | 0 | 0 | 0 | 0 | 0 | 0 | 0 | 0 | 0 | 0 | 0 | 0 | 0 | 0 | 0 | 0
2021-04-16 | 0 | 0 | 0 | 0 | 0 | 0 | 0 | 0 | 0 | 0 | 0 | 0 | 0 | 0 | 0 | 0 | 0 | 0 | 0 | 0 | 0 | 0 | 0 | 0 | 0
2021-04-17 | 0 | 0 | 0 | 0 | 0 | 0 | 0 | 0 | 0 | 0 | 0 | 0 | 0 | 0 | 0 | 0 | 0 | 0 | 0 | 0 | 0 | 0 | 0 | 0 | 0
2021-04-18 | 0 | 0 | 0 | 0 | 0 | 0 | 0 | 0 | 0 | 0 | 0 | 0 | 0 | 0 | 0 | 0 | 0 | 0 | 0 | 0 | 0 | 0 | 0 | 0 | 0
2021-04-19 | 0 | 0 | 0 | 0 | 0 | 0 | 0 | 0 | 0 | 0 | 0 | 0 | 0 | 0 | 0 | 0 | 0 | 0 | 0 | 0 | 0 | 0 | 0 | 0 | 0
2021-04-20 | 0 | 0 | 0 | 0 | 0 | 0 | 0 | 0 | 0 | 0 | 0 | 0 | 0 | 0 | 0 | 0 | 0 | 0 | 0 | 0 | 0 | 0 | 0 | 0 | 0
2021-04-21 | 0 | 0 | 0 | 0 | 0 | 0 | 0 | 0 | 0 | 0 | 0 | 0 | 0 | 0 | 0 | 0 | 0 | 0 | 0 | 0 | 0 | 0 | 0 | 0 | 0
2021-04-22 | 0 | 0 | 0 | 0 | 0 | 0 | 0 | 0 | 0 | 0 | 0 | 0 | 0 | 0 | 0 | 0 | 0 | 0 | 0 | 0 | 0 | 0 | 0 | 0 | 0
2021-04-23 | 0 | 0 | 0 | 0 | 0 | 0 | 0 | 0 | 0 | 0 | 0 | 0 | 0 | 0 | 0 | 0 | 0 | 0 | 0 | 0 | 0 | 0 | 0 | 0 | 0
2021-04-24 | 0 | 0 | 0 | 0 | 0 | 0 | 0 | 0 | 0 | 0 | 0 | 0 | 0 | 0 | 0 | 0 | 0 | 0 | 0 | 0 | 0 | 0 | 0 | 0 | 0
2021-04-25 | 0 | 0 | 0 | 0 | 0 | 0 | 0 | 0 | 0 | 0 | 0 | 0 | 0 | 0 | 0 | 0 | 0 | 0 | 0 | 0 | 0 | 0 | 0 | 0 | 0
2021-04-26 | 0 | 0 | 0 | 0 | 0 | 0 | 0 | 0 | 0 | 0 | 0 | 0 | 0 | 0 | 0 | 0 | 0 | 0 | 0 | 0 | 0 | 0 | 0 | 0 | 0
2021-04-27 | 0 | 0 | 0 | 0 | 0 | 0 | 0 | 0 | 0 | 0 | 0 | 0 | 0 | 0 | 0 | 0 | 0 | 0 | 0 | 0 | 0 | 0 | 0 | 0 | 0
2021-04-28 | 0 | 0 | 0 | 0 | 0 | 0 | 0 | 0 | 0 | 0 | 0 | 0 | 0 | 0 | 0 | 0 | 0 | 0 | 0 | 0 | 0 | 0 | 0 | 0 | 0
2021-04-29 | 0 | 0 | 0 | 0 | 0 | 0 | 0 | 0 | 0 | 0 | 0 | 0 | 0 | 0 | 0 | 0 | 0 | 0 | 0 | 0 | 0 | 0 | 0 | 0 | 0
2021-04-30 | 0 | 0 | 0 | 0 | 0 | 0 | 0 | 0 | 0 | 0 | 0 | 0 | 0 | 0 | 0 | 0 | 0 | 0 | 0 | 0 | 0 | 0 | 0 | 0 | 0
2021-05-01 | 0 | 0 | 0 | 0 | 0 | 0 | 0 | 0 | 0 | 0 | 0 | 0 | 0 | 0 | 0 | 0 | 0 | 0 | 0 | 0 | 0 | 0 | 0 | 0 | 0
2021-05-02 | 0 | 0 | 0 | 0 | 0 | 0 | 0 | 0 | 0 | 0 | 0 | 0 | 0 | 0 | 0 | 0 | 0 | 0 | 0 | 0 | 0 | 0 | 0 | 0 | 0
2021-05-03 | 0 | 0 | 0 | 0 | 0 | 0 | 0 | 0 | 0 | 0 | 0 | 0 | 0 | 0 | 0 | 0 | 0 | 0 | 0 | 0 | 0 | 0 | 0 | 0 | 0
2021-05-04 | 0 | 0 | 0 | 0 | 0 | 0 | 0 | 0 | 0 | 0 | 0 | 0 | 0 | 0 | 0 | 0 | 0 | 0 | 0 | 0 | 0 | 0 | 0 | 0 | 0
2021-05-05 | 0 | 0 | 0 | 0 | 0 | 0 | 0 | 0 | 0 | 0 | 0 | 0 | 0 | 0 | 0 | 0 | 0 | 0 | 0 | 0 | 0 | 0 | 0 | 0 | 0
2021-05-06 | 0 | 0 | 0 | 0 | 0 | 0 | 0 | 0 | 0 | 0 | 0 | 0 | 0 | 0 | 0 | 0 | 0 | 0 | 0 | 0 | 0 | 0 | 0 | 0 | 0
2021-05-07 | 0 | 0 | 0 | 0 | 0 | 0 | 0 | 0 | 0 | 0 | 0 | 0 | 0 | 0 | 0 | 0 | 0 | 0 | 0 | 0 | 0 | 0 | 0 | 0 | 0
2021-05-08 | 0 | 0 | 0 | 0 | 0 | 0 | 0 | 0 | 0 | 0 | 0 | 0 | 0 | 0 | 0 | 0 | 0 | 0 | 0 | 0 | 0 | 0 | 0 | 0 | 0
2021-05-09 | 0 | 0 | 0 | 0 | 0 | 0 | 0 | 0 | 0 | 0 | 0 | 0 | 0 | 0 | 0 | 0 | 0 | 0 | 0 | 0 | 0 | 0 | 0 | 0 | 0
2021-05-10 | 0 | 0 | 0 | 0 | 0 | 0 | 0 | 0 | 0 | 0 | 0 | 0 | 0 | 0 | 0 | 0 | 0 | 0 | 0 | 0 | 0 | 0 | 0 | 0 | 0
2021-05-11 | 0 | 0 | 0 | 0 | 0 | 0 | 0 | 0 | 0 | 0 | 0 | 0 | 0 | 0 | 0 | 0 | 0 | 0 | 0 | 0 | 0 | 0 | 0 | 0 | 0
2021-05-12 | 0 | 0 | 0 | 0 | 0 | 0 | 0 | 0 | 0 | 0 | 0 | 0 | 0 | 0 | 0 | 0 | 0 | 0 | 0 | 0 | 0 | 0 | 0 | 0 | 0
2021-05-13 | 0 | 0 | 0 | 0 | 0 | 0 | 0 | 0 | 0 | 0 | 0 | 0 | 0 | 0 | 0 | 0 | 0 | 0 | 0 | 0 | 0 | 0 | 0 | 0 | 0
2021-05-14 | 0 | 0 | 0 | 0 | 0 | 0 | 0 | 0 | 0 | 0 | 0 | 0 | 0 | 0 | 0 | 0 | 0 | 0 | 0 | 0 | 0 | 0 | 0 | 0 | 0
2021-05-15 | 0 | 0 | 0 | 0 | 0 | 0 | 0 | 0 | 0 | 0 | 0 | 0 | 0 | 0 | 0 | 0 | 0 | 0 | 0 | 0 | 0 | 0 | 0 | 0 | 0
2021-05-16 | 0 | 0 | 0 | 0 | 0 | 0 | 0 | 0 | 0 | 0 | 0 | 0 | 0 | 0 | 0 | 0 | 0 | 0 | 0 | 0 | 0 | 0 | 0 | 0 | 0
2021-05-17 | 0 | 0 | 0 | 0 | 0 | 0 | 0 | 0 | 0 | 0 | 0 | 0 | 0 | 0 | 0 | 0 | 0 | 0 | 0 | 0 | 0 | 0 | 0 | 0 | 0
2021-05-18 | 0 | 0 | 0 | 0 | 0 | 0 | 0 | 0 | 0 | 0 | 0 | 0 | 0 | 0 | 0 | 0 | 0 | 0 | 0 | 0 | 0 | 0 | 0 | 0 | 0
2021-05-19 | 0 | 0 | 0 | 0 | 0 | 0 | 0 | 0 | 0 | 0 | 0 | 0 | 0 | 0 | 0 | 0 | 0 | 0 | 0 | 0 | 0 | 0 | 0 | 0 | 0
2021-05-20 | 0 | 0 | 0 | 0 | 0 | 0 | 0 | 0 | 0 | 0 | 0 | 0 | 0 | 0 | 0 | 0 | 0 | 0 | 0 | 0 | 0 | 0 | 0 | 0 | 0
2021-05-21 | 0 | 0 | 0 | 0 | 0 | 0 | 0 | 0 | 0 | 0 | 0 | 0 | 0 | 0 | 0 | 0 | 0 | 0 | 0 | 0 | 0 | 0 | 0 | 0 | 0
2021-05-22 | 0 | 0 | 0 | 0 | 0 | 0 | 0 | 0 | 0 | 0 | 0 | 0 | 0 | 0 | 0 | 0 | 0 | 0 | 0 | 0 | 0 | 0 | 0 | 0 | 0
2021-05-23 | 0 | 0 | 0 | 0 | 0 | 0 | 0 | 0 | 0 | 0 | 0 | 0 | 0 | 0 | 0 | 0 | 0 | 0 | 0 | 0 | 0 | 0 | 0 | 0 | 0
2021-05-24 | 0 | 0 | 0 | 0 | 0 | 0 | 0 | 0 | 0 | 0 | 0 | 0 | 0 | 0 | 0 | 0 | 0 | 0 | 0 | 0 | 0 | 0 | 0 | 0 | 0
2021-05-25 | 0 | 0 | 0 | 0 | 0 | 0 | 0 | 0 | 0 | 0 | 0 | 0 | 0 | 0 | 0 | 0 | 0 | 0 | 0 | 0 | 0 | 0 | 0 | 0 | 0
2021-05-26 | 0 | 0 | 0 | 0 | 0 | 0 | 0 | 0 | 0 | 0 | 0 | 0 | 0 | 0 | 0 | 0 | 0 | 0 | 0 | 0 | 0 | 0 | 0 | 0 | 0
2021-05-27 | 0 | 0 | 0 | 0 | 0 | 0 | 0 | 0 | 0 | 0 | 0 | 0 | 0 | 0 | 0 | 0 | 0 | 0 | 0 | 0 | 0 | 0 | 0 | 0 | 0
2021-05-28 | 0 | 0 | 0 | 0 | 0 | 0 | 0 | 0 | 0 | 0 | 0 | 0 | 0 | 0 | 0 | 0 | 0 | 0 | 0 | 0 | 0 | 0 | 0 | 0 | 0
2021-05-29 | 0 | 0 | 0 | 0 | 0 | 0 | 0 | 0 | 0 | 0 | 0 | 0 | 0 | 0 | 0 | 0 | 0 | 0 | 0 | 0 | 0 | 0 | 0 | 0 | 0
2021-05-30 | 0 | 0 | 0 | 0 | 0 | 0 | 0 | 0 | 0 | 0 | 0 | 0 | 0 | 0 | 0 | 0 | 0 | 0 | 0 | 0 | 0 | 0 | 0 | 0 | 0
2021-05-31 | 0 | 0 | 0 | 0 | 0 | 0 | 0 | 0 | 0 | 0 | 0 | 0 | 0 | 0 | 0 | 0 | 0 | 0 | 0 | 0 | 0 | 0 | 0 | 0 | 0
2021-06-01 | 0 | 0 | 0 | 0 | 0 | 0 | 0 | 0 | 0 | 0 | 0 | 0 | 0 | 0 | 0 | 0 | 0 | 0 | 0 | 0 | 0 | 0 | 0 | 0 | 0
2021-06-02 | 0 | 0 | 0 | 0 | 0 | 0 | 0 | 0 | 0 | 0 | 0 | 0 | 0 | 0 | 0 | 0 | 0 | 0 | 0 | 0 | 0 | 0 | 0 | 0 | 0
2021-06-03 | 0 | 0 | 0 | 0 | 0 | 0 | 0 | 0 | 0 | 0 | 0 | 0 | 0 | 0 | 0 | 0 | 0 | 0 | 0 | 0 | 0 | 0 | 0 | 0 | 0
2021-06-04 | 0 | 0 | 0 | 0 | 0 | 0 | 0 | 0 | 0 | 0 | 0 | 0 | 0 | 0 | 0 | 0 | 0 | 0 | 0 | 0 | 0 | 0 | 0 | 0 | 0
2021-06-05 | 0 | 0 | 0 | 0 | 0 | 0 | 0 | 0 | 0 | 0 | 0 | 0 | 0 | 0 | 0 | 0 | 0 | 0 | 0 | 0 | 0 | 0 | 0 | 0 | 0
2021-06-06 | 0 | 0 | 0 | 0 | 0 | 0 | 0 | 0 | 0 | 0 | 0 | 0 | 0 | 0 | 0 | 0 | 0 | 0 | 0 | 0 | 0 | 0 | 0 | 0 | 0
2021-06-07 | 0 | 0 | 0 | 0 | 0 | 0 | 0 | 0 | 0 | 0 | 0 | 0 | 0 | 0 | 0 | 0 | 0 | 0 | 0 | 0 | 0 | 0 | 0 | 0 | 0
2021-06-08 | 0 | 0 | 0 | 0 | 0 | 0 | 0 | 0 | 0 | 0 | 0 | 0 | 0 | 0 | 0 | 0 | 0 | 0 | 0 | 0 | 0 | 0 | 0 | 0 | 0
2021-06-09 | 0 | 0 | 0 | 0 | 0 | 0 | 0 | 0 | 0 | 0 | 0 | 0 | 0 | 0 | 0 | 0 | 0 | 0 | 0 | 0 | 0 | 0 | 0 | 0 | 0
2021-06-10 | 0 | 0 | 0 | 0 | 0 | 0 | 0 | 0 | 0 | 0 | 0 | 0 | 0 | 0 | 0 | 0 | 0 | 0 | 0 | 0 | 0 | 0 | 0 | 0 | 0
2021-06-11 | 0 | 0 | 0 | 0 | 0 | 0 | 0 | 0 | 0 | 0 | 0 | 0 | 0 | 0 | 0 | 0 | 0 | 0 | 0 | 0 | 0 | 0 | 0 | 0 | 0
2021-06-12 | 0 | 0 | 0 | 0 | 0 | 0 | 0 | 0 | 0 | 0 | 0 | 0 | 0 | 0 | 0 | 0 | 0 | 0 | 0 | 0 | 0 | 0 | 0 | 0 | 0
2021-06-13 | 0 | 0 | 0 | 0 | 0 | 0 | 0 | 0 | 0 | 0 | 0 | 0 | 0 | 0 | 0 | 0 | 0 | 0 | 0 | 0 | 0 | 0 | 0 | 0 | 0
2021-06-14 | 0 | 0 | 0 | 0 | 0 | 0 | 0 | 0 | 0 | 0 | 0 | 0 | 0 | 0 | 0 | 0 | 0 | 0 | 0 | 0 | 0 | 0 | 0 | 0 | 0
2021-06-15 | 0 | 0 | 0 | 0 | 0 | 0 | 0 | 0 | 0 | 0 | 0 | 0 | 0 | 0 | 0 | 0 | 0 | 0 | 0 | 0 | 0 | 0 | 0 | 0 | 0
2021-06-16 | 0 | 0 | 0 | 0 | 0 | 0 | 0 | 0 | 0 | 0 | 0 | 0 | 0 | 0 | 0 | 0 | 0 | 0 | 0 | 0 | 0 | 0 | 0 | 0 | 0
2021-06-17 | 0 | 0 | 0 | 0 | 0 | 0 | 0 | 0 | 0 | 0 | 0 | 0 | 0 | 0 | 0 | 0 | 0 | 0 | 0 | 0 | 0 | 0 | 0 | 0 | 0
2021-06-18 | 0 | 0 | 0 | 0 | 0 | 0 | 0 | 0 | 0 | 0 | 0 | 0 | 0 | 0 | 0 | 0 | 0 | 0 | 0 | 0 | 0 | 0 | 0 | 0 | 0
2021-06-19 | 0 | 0 | 0 | 0 | 0 | 0 | 0 | 0 | 0 | 0 | 0 | 0 | 0 | 0 | 0 | 0 | 0 | 0 | 0 | 0 | 0 | 0 | 0 | 0 | 0
2021-06-20 | 0 | 0 | 0 | 0 | 0 | 0 | 0 | 0 | 0 | 0 | 0 | 0 | 0 | 0 | 0 | 0 | 0 | 0 | 0 | 0 | 0 | 0 | 0 | 0 | 0
2021-06-21 | 0 | 0 | 0 | 0 | 0 | 0 | 0 | 0 | 0 | 0 | 0 | 0 | 0 | 0 | 0 | 0 | 0 | 0 | 0 | 0 | 0 | 0 | 0 | 0 | 0
2021-06-22 | 0 | 0 | 0 | 0 | 0 | 0 | 0 | 0 | 0 | 0 | 0 | 0 | 0 | 0 | 0 | 0 | 0 | 0 | 0 | 0 | 0 | 0 | 0 | 0 | 0
2021-06-23 | 0 | 0 | 0 | 0 | 0 | 0 | 0 | 0 | 0 | 0 | 0 | 0 | 0 | 0 | 0 | 0 | 0 | 0 | 0 | 0 | 0 | 0 | 0 | 0 | 0
2021-06-24 | 0 | 0 | 0 | 0 | 0 | 0 | 0 | 0 | 0 | 0 | 0 | 0 | 0 | 0 | 0 | 0 | 0 | 0 | 0 | 0 | 0 | 0 | 0 | 0 | 0
2021-06-25 | 0 | 0 | 0 | 0 | 0 | 0 | 0 | 0 | 0 | 0 | 0 | 0 | 0 | 0 | 0 | 0 | 0 | 0 | 0 | 0 | 0 | 0 | 0 | 0 | 0
2021-06-26 | 0 | 0 | 0 | 0 | 0 | 0 | 0 | 0 | 0 | 0 | 0 | 0 | 0 | 0 | 0 | 0 | 0 | 0 | 0 | 0 | 0 | 0 | 0 | 0 | 0
2021-06-27 | 0 | 0 | 0 | 0 | 0 | 0 | 0 | 0 | 0 | 0 | 0 | 0 | 0 | 0 | 0 | 0 | 0 | 0 | 0 | 0 | 0 | 0 | 0 | 0 | 0
2021-06-28 | 0 | 0 | 0 | 0 | 0 | 0 | 0 | 0 | 0 | 0 | 0 | 0 | 0 | 0 | 0 | 0 | 0 | 0 | 0 | 0 | 0 | 0 | 0 | 0 | 0
2021-06-29 | 0 | 0 | 0 | 0 | 0 | 0 | 0 | 0 | 0 | 0 | 0 | 0 | 0 | 0 | 0 | 0 | 0 | 0 | 0 | 0 | 0 | 0 | 0 | 0 | 0
2021-06-30 | 0 | 0 | 0 | 0 | 0 | 0 | 0 | 0 | 0 | 0 | 0 | 0 | 0 | 0 | 0 | 0 | 0 | 0 | 0 | 0 | 0 | 0 | 0 | 0 | 0
2021-07-01 | 0 | 0 | 0 | 0 | 0 | 0 | 0 | 0 | 0 | 0 | 0 | 0 | 0 | 0 | 0 | 0 | 0 | 0 | 0 | 0 | 0 | 0 | 0 | 0 | 0
2021-07-02 | 0 | 0 | 0 | 0 | 0 | 0 | 0 | 0 | 0 | 0 | 0 | 0 | 0 | 0 | 0 | 0 | 0 | 0 | 0 | 0 | 0 | 0 | 0 | 0 | 0
2021-07-03 | 0 | 0 | 0 | 0 | 0 | 0 | 0 | 0 | 0 | 0 | 0 | 0 | 0 | 0 | 0 | 0 | 0 | 0 | 0 | 0 | 0 | 0 | 0 | 0 | 0
2021-07-04 | 0 | 0 | 0 | 0 | 0 | 0 | 0 | 0 | 0 | 0 | 0 | 0 | 0 | 0 | 0 | 0 | 0 | 0 | 0 | 0 | 0 | 0 | 0 | 0 | 0
2021-07-05 | 0 | 0 | 0 | 0 | 0 | 0 | 0 | 0 | 0 | 0 | 0 | 0 | 0 | 0 | 0 | 0 | 0 | 0 | 0 | 0 | 0 | 0 | 0 | 0 | 0
2021-07-06 | 0 | 0 | 0 | 0 | 0 | 0 | 0 | 0 | 0 | 0 | 0 | 0 | 0 | 0 | 0 | 0 | 0 | 0 | 0 | 0 | 0 | 0 | 0 | 0 | 0
2021-07-07 | 0 | 0 | 0 | 0 | 0 | 0 | 0 | 0 | 0 | 0 | 0 | 0 | 0 | 0 | 0 | 0 | 0 | 0 | 0 | 0 | 0 | 0 | 0 | 0 | 0
2021-07-08 | 0 | 0 | 0 | 0 | 0 | 0 | 0 | 0 | 0 | 0 | 0 | 0 | 0 | 0 | 0 | 0 | 0 | 0 | 0 | 0 | 0 | 0 | 0 | 0 | 0
2021-07-09 | 0 | 0 | 0 | 0 | 0 | 0 | 0 | 0 | 0 | 0 | 0 | 0 | 0 | 0 | 0 | 0 | 0 | 0 | 0 | 0 | 0 | 0 | 0 | 0 | 0
2021-07-10 | 0 | 0 | 0 | 0 | 0 | 0 | 0 | 0 | 0 | 0 | 0 | 0 | 0 | 0 | 0 | 0 | 0 | 0 | 0 | 0 | 0 | 0 | 0 | 0 | 0
2021-07-11 | 0 | 0 | 0 | 0 | 0 | 0 | 0 | 0 | 0 | 0 | 0 | 0 | 0 | 0 | 0 | 0 | 0 | 0 | 0 | 0 | 0 | 0 | 0 | 0 | 0
2021-07-12 | 0 | 0 | 0 | 0 | 0 | 0 | 0 | 0 | 0 | 0 | 0 | 0 | 0 | 0 | 0 | 0 | 0 | 0 | 0 | 0 | 0 | 0 | 0 | 0 | 0
2021-07-13 | 0 | 0 | 0 | 0 | 0 | 0 | 0 | 0 | 0 | 0 | 0 | 0 | 0 | 0 | 0 | 0 | 0 | 0 | 0 | 0 | 0 | 0 | 0 | 0 | 0
2021-07-14 | 0 | 0 | 0 | 0 | 0 | 0 | 0 | 0 | 0 | 0 | 0 | 0 | 0 | 0 | 0 | 0 | 0 | 0 | 0 | 0 | 0 | 0 | 0 | 0 | 0
2021-07-15 | 0 | 0 | 0 | 0 | 0 | 0 | 0 | 0 | 0 | 0 | 0 | 0 | 0 | 0 | 0 | 0 | 0 | 0 | 0 | 0 | 0 | 0 | 0 | 0 | 0
2021-07-16 | 0 | 0 | 0 | 0 | 0 | 0 | 0 | 0 | 0 | 0 | 0 | 0 | 0 | 0 | 0 | 0 | 0 | 0 | 0 | 0 | 0 | 0 | 0 | 0 | 0
2021-07-17 | 0 | 0 | 0 | 0 | 0 | 0 | 0 | 0 | 0 | 0 | 0 | 0 | 0 | 0 | 0 | 0 | 0 | 0 | 0 | 0 | 0 | 0 | 0 | 0 | 0
2021-07-18 | 0 | 0 | 0 | 0 | 0 | 0 | 0 | 0 | 0 | 0 | 0 | 0 | 0 | 0 | 0 | 0 | 0 | 0 | 0 | 0 | 0 | 0 | 0 | 0 | 0
2021-07-19 | 0 | 0 | 0 | 0 | 0 | 0 | 0 | 0 | 0 | 0 | 0 | 0 | 0 | 0 | 0 | 0 | 0 | 0 | 0 | 0 | 0 | 0 | 0 | 0 | 0
2021-07-20 | 0 | 0 | 0 | 0 | 0 | 0 | 0 | 0 | 0 | 0 | 0 | 0 | 0 | 0 | 0 | 0 | 0 | 0 | 0 | 0 | 0 | 0 | 0 | 0 | 0
2021-07-21 | 0 | 0 | 0 | 0 | 0 | 0 | 0 | 0 | 0 | 0 | 0 | 0 | 0 | 0 | 0 | 0 | 0 | 0 | 0 | 0 | 0 | 0 | 0 | 0 | 0
2021-07-22 | 0 | 0 | 0 | 0 | 0 | 0 | 0 | 0 | 0 | 0 | 0 | 0 | 0 | 0 | 0 | 0 | 0 | 0 | 0 | 0 | 0 | 0 | 0 | 0 | 0
2021-07-23 | 0 | 0 | 0 | 0 | 0 | 0 | 0 | 0 | 0 | 0 | 0 | 0 | 0 | 0 | 0 | 0 | 0 | 0 | 0 | 0 | 0 | 0 | 0 | 0 | 0
2021-07-24 | 0 | 0 | 0 | 0 | 0 | 0 | 0 | 0 | 0 | 0 | 0 | 0 | 0 | 0 | 0 | 0 | 0 | 0 | 0 | 0 | 0 | 0 | 0 | 0 | 0
2021-07-25 | 0 | 0 | 0 | 0 | 0 | 0 | 0 | 0 | 0 | 0 | 0 | 0 | 0 | 0 | 0 | 0 | 0 | 0 | 0 | 0 | 0 | 0 | 0 | 0 | 0
2021-07-26 | 0 | 0 | 0 | 0 | 0 | 0 | 0 | 0 | 0 | 0 | 0 | 0 | 0 | 0 | 0 | 0 | 0 | 0 | 0 | 0 | 0 | 0 | 0 | 0 | 0
2021-07-27 | 0 | 0 | 0 | 0 | 0 | 0 | 0 | 0 | 0 | 0 | 0 | 0 | 0 | 0 | 0 | 0 | 0 | 0 | 0 | 0 | 0 | 0 | 0 | 0 | 0
2021-07-28 | 0 | 0 | 0 | 0 | 0 | 0 | 0 | 0 | 0 | 0 | 0 | 0 | 0 | 0 | 0 | 0 | 0 | 0 | 0 | 0 | 0 | 0 | 0 | 0 | 0
2021-07-29 | 0 | 0 | 0 | 0 | 0 | 0 | 0 | 0 | 0 | 0 | 0 | 0 | 0 | 0 | 0 | 0 | 0 | 0 | 0 | 0 | 0 | 0 | 0 | 0 | 0
2021-07-30 | 0 | 0 | 0 | 0 | 0 | 0 | 0 | 0 | 0 | 0 | 0 | 0 | 0 | 0 | 0 | 0 | 0 | 0 | 0 | 0 | 0 | 0 | 0 | 0 | 0
2021-07-31 | 0 | 0 | 0 | 0 | 0 | 0 | 0 | 0 | 0 | 0 | 0 | 0 | 0 | 0 | 0 | 0 | 0 | 0 | 0 | 0 | 0 | 0 | 0 | 0 | 0
2021-08-01 | 0 | 0 | 0 | 0 | 0 | 0 | 0 | 0 | 0 | 0 | 0 | 0 | 0 | 0 | 0 | 0 | 0 | 0 | 0 | 0 | 0 | 0 | 0 | 0 | 0
2021-08-02 | 0 | 0 | 0 | 0 | 0 | 0 | 0 | 0 | 0 | 0 | 0 | 0 | 0 | 0 | 0 | 0 | 0 | 0 | 0 | 0 | 0 | 0 | 0 | 0 | 0
2021-08-03 | 0 | 0 | 0 | 0 | 0 | 0 | 0 | 0 | 0 | 0 | 0 | 0 | 0 | 0 | 0 | 0 | 0 | 0 | 0 | 0 | 0 | 0 | 0 | 0 | 0
2021-08-04 | 0 | 0 | 0 | 0 | 0 | 0 | 0 | 0 | 0 | 0 | 0 | 0 | 0 | 0 | 0 | 0 | 0 | 0 | 0 | 0 | 0 | 0 | 0 | 0 | 0
2021-08-05 | 0 | 0 | 0 | 0 | 0 | 0 | 0 | 0 | 0 | 0 | 0 | 0 | 0 | 0 | 0 | 0 | 0 | 0 | 0 | 0 | 0 | 0 | 0 | 0 | 0
2021-08-06 | 0 | 0 | 0 | 0 | 0 | 0 | 0 | 0 | 0 | 0 | 0 | 0 | 0 | 0 | 0 | 0 | 0 | 0 | 0 | 0 | 0 | 0 | 0 | 0 | 0
2021-08-07 | 0 | 0 | 0 | 0 | 0 | 0 | 0 | 0 | 0 | 0 | 0 | 0 | 0 | 0 | 0 | 0 | 0 | 0 | 0 | 0 | 0 | 0 | 0 | 0 | 0
2021-08-08 | 0 | 0 | 0 | 0 | 0 | 0 | 0 | 0 | 0 | 0 | 0 | 0 | 0 | 0 | 0 | 0 | 0 | 0 | 0 | 0 | 0 | 0 | 0 | 0 | 0
2021-08-09 | 0 | 0 | 0 | 0 | 0 | 0 | 0 | 0 | 0 | 0 | 0 | 0 | 0 | 0 | 0 | 0 | 0 | 0 | 0 | 0 | 0 | 0 | 0 | 0 | 0
2021-08-10 | 0 | 0 | 0 | 0 | 0 | 0 | 0 | 0 | 0 | 0 | 0 | 0 | 0 | 0 | 0 | 0 | 0 | 0 | 0 | 0 | 0 | 0 | 0 | 0 | 0
2021-08-11 | 0 | 0 | 0 | 0 | 0 | 0 | 0 | 0 | 0 | 0 | 0 | 0 | 0 | 0 | 0 | 0 | 0 | 0 | 0 | 0 | 0 | 0 | 0 | 0 | 0
2021-08-12 | 0 | 0 | 0 | 0 | 0 | 0 | 0 | 0 | 0 | 0 | 0 | 0 | 0 | 0 | 0 | 0 | 0 | 0 | 0 | 0 | 0 | 0 | 0 | 0 | 0
2021-08-13 | 0 | 0 | 0 | 0 | 0 | 0 | 0 | 0 | 0 | 0 | 0 | 0 | 0 | 0 | 0 | 0 | 0 | 0 | 0 | 0 | 0 | 0 | 0 | 0 | 0
2021-08-14 | 0 | 0 | 0 | 0 | 0 | 0 | 0 | 0 | 0 | 0 | 0 | 0 | 0 | 0 | 0 | 0 | 0 | 0 | 0 | 0 | 0 | 0 | 0 | 0 | 0
2021-08-15 | 0 | 0 | 0 | 0 | 0 | 0 | 0 | 0 | 0 | 0 | 0 | 0 | 0 | 0 | 0 | 0 | 0 | 0 | 0 | 0 | 0 | 0 | 0 | 0 | 0
2021-08-16 | 0 | 0 | 0 | 0 | 0 | 0 | 0 | 0 | 0 | 0 | 0 | 0 | 0 | 0 | 0 | 0 | 0 | 0 | 0 | 0 | 0 | 0 | 0 | 0 | 0
2021-08-17 | 0 | 0 | 0 | 0 | 0 | 0 | 0 | 0 | 0 | 0 | 0 | 0 | 0 | 0 | 0 | 0 | 0 | 0 | 0 | 0 | 0 | 0 | 0 | 0 | 0
2021-08-18 | 0 | 0 | 0 | 0 | 0 | 0 | 0 | 0 | 0 | 0 | 0 | 0 | 0 | 0 | 0 | 0 | 0 | 0 | 0 | 0 | 0 | 0 | 0 | 0 | 0
2021-08-19 | 0 | 0 | 0 | 0 | 0 | 0 | 0 | 0 | 0 | 0 | 0 | 0 | 0 | 0 | 0 | 0 | 0 | 0 | 0 | 0 | 0 | 0 | 0 | 0 | 0
2021-08-20 | 0 | 0 | 0 | 0 | 0 | 0 | 0 | 0 | 0 | 0 | 0 | 0 | 0 | 0 | 0 | 0 | 0 | 0 | 0 | 0 | 0 | 0 | 0 | 0 | 0
2021-08-21 | 0 | 0 | 0 | 0 | 0 | 0 | 0 | 0 | 0 | 0 | 0 | 0 | 0 | 0 | 0 | 0 | 0 | 0 | 0 | 0 | 0 | 0 | 0 | 0 | 0
2021-08-22 | 0 | 0 | 0 | 0 | 0 | 0 | 0 | 0 | 0 | 0 | 0 | 0 | 0 | 0 | 0 | 0 | 0 | 0 | 0 | 0 | 0 | 0 | 0 | 0 | 0
2021-08-23 | 0 | 0 | 0 | 0 | 0 | 0 | 0 | 0 | 0 | 0 | 0 | 0 | 0 | 0 | 0 | 0 | 0 | 0 | 0 | 0 | 0 | 0 | 0 | 0 | 0
2021-08-24 | 0 | 0 | 0 | 0 | 0 | 0 | 0 | 0 | 0 | 0 | 0 | 0 | 0 | 0 | 0 | 0 | 0 | 0 | 0 | 0 | 0 | 0 | 0 | 0 | 0
2021-08-25 | 0 | 0 | 0 | 0 | 0 | 0 | 0 | 0 | 0 | 0 | 0 | 0 | 0 | 0 | 0 | 0 | 0 | 0 | 0 | 0 | 0 | 0 | 0 | 0 | 0
2021-08-26 | 0 | 0 | 0 | 0 | 0 | 0 | 0 | 0 | 0 | 0 | 0 | 0 | 0 | 0 | 0 | 0 | 0 | 0 | 0 | 0 | 0 | 0 | 0 | 0 | 0
2021-08-27 | 0 | 0 | 0 | 0 | 0 | 0 | 0 | 0 | 0 | 0 | 0 | 0 | 0 | 0 | 0 | 0 | 0 | 0 | 0 | 0 | 0 | 0 | 0 | 0 | 0
2021-08-28 | 0 | 0 | 0 | 0 | 0 | 0 | 0 | 0 | 0 | 0 | 0 | 0 | 0 | 0 | 0 | 0 | 0 | 0 | 0 | 0 | 0 | 0 | 0 | 0 | 0
2021-08-29 | 0 | 0 | 0 | 0 | 0 | 0 | 0 | 0 | 0 | 0 | 0 | 0 | 0 | 0 | 0 | 0 | 0 | 0 | 0 | 0 | 0 | 0 | 0 | 0 | 0
2021-08-30 | 0 | 0 | 0 | 0 | 0 | 0 | 0 | 0 | 0 | 0 | 0 | 0 | 0 | 0 | 0 | 0 | 0 | 0 | 0 | 0 | 0 | 0 | 0 | 0 | 0
2021-08-31 | 0 | 0 | 0 | 0 | 0 | 0 | 0 | 0 | 0 | 0 | 0 | 0 | 0 | 0 | 0 | 0 | 0 | 0 | 0 | 0 | 0 | 0 | 0 | 0 | 0
2021-09-01 | 0 | 0 | 0 | 0 | 0 | 0 | 0 | 0 | 0 | 0 | 0 | 0 | 0 | 0 | 0 | 0 | 0 | 0 | 0 | 0 | 0 | 0 | 0 | 0 | 0
2021-09-02 | 0 | 0 | 0 | 0 | 0 | 0 | 0 | 0 | 0 | 0 | 0 | 0 | 0 | 0 | 0 | 0 | 0 | 0 | 0 | 0 | 0 | 0 | 0 | 0 | 0
2021-09-03 | 0 | 0 | 0 | 0 | 0 | 0 | 0 | 0 | 0 | 0 | 0 | 0 | 0 | 0 | 0 | 0 | 0 | 0 | 0 | 0 | 0 | 0 | 0 | 0 | 0
2021-09-04 | 0 | 0 | 0 | 0 | 0 | 0 | 0 | 0 | 0 | 0 | 0 | 0 | 0 | 0 | 0 | 0 | 0 | 0 | 0 | 0 | 0 | 0 | 0 | 0 | 0
2021-09-05 | 0 | 0 | 0 | 0 | 0 | 0 | 0 | 0 | 0 | 0 | 0 | 0 | 0 | 0 | 0 | 0 | 0 | 0 | 0 | 0 | 0 | 0 | 0 | 0 | 0
2021-09-06 | 0 | 0 | 0 | 0 | 0 | 0 | 0 | 0 | 0 | 0 | 0 | 0 | 0 | 0 | 0 | 0 | 0 | 0 | 0 | 0 | 0 | 0 | 0 | 0 | 0
2021-09-07 | 0 | 0 | 0 | 0 | 0 | 0 | 0 | 0 | 0 | 0 | 0 | 0 | 0 | 0 | 0 | 0 | 0 | 0 | 0 | 0 | 0 | 0 | 0 | 0 | 0
2021-09-08 | 0 | 0 | 0 | 0 | 0 | 0 | 0 | 0 | 0 | 0 | 0 | 0 | 0 | 0 | 0 | 0 | 0 | 0 | 0 | 0 | 0 | 0 | 0 | 0 | 0
2021-09-09 | 0 | 0 | 0 | 0 | 0 | 0 | 0 | 0 | 0 | 0 | 0 | 0 | 0 | 0 | 0 | 0 | 0 | 0 | 0 | 0 | 0 | 0 | 0 | 0 | 0
2021-09-10 | 0 | 0 | 0 | 0 | 0 | 0 | 0 | 0 | 0 | 0 | 0 | 0 | 0 | 0 | 0 | 0 | 0 | 0 | 0 | 0 | 0 | 0 | 0 | 0 | 0
2021-09-11 | 0 | 0 | 0 | 0 | 0 | 0 | 0 | 0 | 0 | 0 | 0 | 0 | 0 | 0 | 0 | 0 | 0 | 0 | 0 | 0 | 0 | 0 | 0 | 0 | 0
2021-09-12 | 0 | 0 | 0 | 0 | 0 | 0 | 0 | 0 | 0 | 0 | 0 | 0 | 0 | 0 | 0 | 0 | 0 | 0 | 0 | 0 | 0 | 0 | 0 | 0 | 0
2021-09-13 | 0 | 0 | 0 | 0 | 0 | 0 | 0 | 0 | 0 | 0 | 0 | 0 | 0 | 0 | 0 | 0 | 0 | 0 | 0 | 0 | 0 | 0 | 0 | 0 | 0
2021-09-14 | 0 | 0 | 0 | 0 | 0 | 0 | 0 | 0 | 0 | 0 | 0 | 0 | 0 | 0 | 0 | 0 | 0 | 0 | 0 | 0 | 0 | 0 | 0 | 0 | 0
2021-09-15 | 0 | 0 | 0 | 0 | 0 | 0 | 0 | 0 | 0 | 0 | 0 | 0 | 0 | 0 | 0 | 0 | 0 | 0 | 0 | 0 | 0 | 0 | 0 | 0 | 0
2021-09-16 | 0 | 0 | 0 | 0 | 0 | 0 | 0 | 0 | 0 | 0 | 0 | 0 | 0 | 0 | 0 | 0 | 0 | 0 | 0 | 0 | 0 | 0 | 0 | 0 | 0
2021-09-17 | 0 | 0 | 0 | 0 | 0 | 0 | 0 | 0 | 0 | 0 | 0 | 0 | 0 | 0 | 0 | 0 | 0 | 0 | 0 | 0 | 0 | 0 | 0 | 0 | 0
2021-09-18 | 0 | 0 | 0 | 0 | 0 | 0 | 0 | 0 | 0 | 0 | 0 | 0 | 0 | 0 | 0 | 0 | 0 | 0 | 0 | 0 | 0 | 0 | 0 | 0 | 0
2021-09-19 | 0 | 0 | 0 | 0 | 0 | 0 | 0 | 0 | 0 | 0 | 0 | 0 | 0 | 0 | 0 | 0 | 0 | 0 | 0 | 0 | 0 | 0 | 0 | 0 | 0
2021-09-20 | 0 | 0 | 0 | 0 | 0 | 0 | 0 | 0 | 0 | 0 | 0 | 0 | 0 | 0 | 0 | 0 | 0 | 0 | 0 | 0 | 0 | 0 | 0 | 0 | 0
2021-09-21 | 0 | 0 | 0 | 0 | 0 | 0 | 0 | 0 | 0 | 0 | 0 | 0 | 0 | 0 | 0 | 0 | 0 | 0 | 0 | 0 | 0 | 0 | 0 | 0 | 0
2021-09-22 | 0 | 0 | 0 | 0 | 0 | 0 | 0 | 0 | 0 | 0 | 0 | 0 | 0 | 0 | 0 | 0 | 0 | 0 | 0 | 0 | 0 | 0 | 0 | 0 | 0
2021-09-23 | 0 | 0 | 0 | 0 | 0 | 0 | 0 | 0 | 0 | 0 | 0 | 0 | 0 | 0 | 0 | 0 | 0 | 0 | 0 | 0 | 0 | 0 | 0 | 0 | 0
2021-09-24 | 0 | 0 | 0 | 0 | 0 | 0 | 0 | 0 | 0 | 0 | 0 | 0 | 0 | 0 | 0 | 0 | 0 | 0 | 0 | 0 | 0 | 0 | 0 | 0 | 0
2021-09-25 | 0 | 0 | 0 | 0 | 0 | 0 | 0 | 0 | 0 | 0 | 0 | 0 | 0 | 0 | 0 | 0 | 0 | 0 | 0 | 0 | 0 | 0 | 0 | 0 | 0
2021-09-26 | 0 | 0 | 0 | 0 | 0 | 0 | 0 | 0 | 0 | 0 | 0 | 0 | 0 | 0 | 0 | 0 | 0 | 0 | 0 | 0 | 0 | 0 | 0 | 0 | 0
2021-09-27 | 0 | 0 | 0 | 0 | 0 | 0 | 0 | 0 | 0 | 0 | 0 | 0 | 0 | 0 | 0 | 0 | 0 | 0 | 0 | 0 | 0 | 0 | 0 | 0 | 0
2021-09-28 | 0 | 0 | 0 | 0 | 0 | 0 | 0 | 0 | 0 | 0 | 0 | 0 | 0 | 0 | 0 | 0 | 0 | 0 | 0 | 0 | 0 | 0 | 0 | 0 | 0
2021-09-29 | 0 | 0 | 0 | 0 | 0 | 0 | 0 | 0 | 0 | 0 | 0 | 0 | 0 | 0 | 0 | 0 | 0 | 0 | 0 | 0 | 0 | 0 | 0 | 0 | 0
2021-09-30 | 0 | 0 | 0 | 0 | 0 | 0 | 0 | 0 | 0 | 0 | 0 | 0 | 0 | 0 | 0 | 0 | 0 | 0 | 0 | 0 | 0 | 0 | 0 | 0 | 0
2021-10-01 | 0 | 0 | 0 | 0 | 0 | 0 | 0 | 0 | 0 | 0 | 0 | 0 | 0 | 0 | 0 | 0 | 0 | 0 | 0 | 0 | 0 | 0 | 0 | 0 | 0
2021-10-02 | 0 | 0 | 0 | 0 | 0 | 0 | 0 | 0 | 0 | 0 | 0 | 0 | 0 | 0 | 0 | 0 | 0 | 0 | 0 | 0 | 0 | 0 | 0 | 0 | 0
2021-10-03 | 0 | 0 | 0 | 0 | 0 | 0 | 0 | 0 | 0 | 0 | 0 | 0 | 0 | 0 | 0 | 0 | 0 | 0 | 0 | 0 | 0 | 0 | 0 | 0 | 0
2021-10-04 | 0 | 0 | 0 | 0 | 0 | 0 | 0 | 0 | 0 | 0 | 0 | 0 | 0 | 0 | 0 | 0 | 0 | 0 | 0 | 0 | 0 | 0 | 0 | 0 | 0
2021-10-05 | 0 | 0 | 0 | 0 | 0 | 0 | 0 | 0 | 0 | 0 | 0 | 0 | 0 | 0 | 0 | 0 | 0 | 0 | 0 | 0 | 0 | 0 | 0 | 0 | 0
2021-10-06 | 0 | 0 | 0 | 0 | 0 | 0 | 0 | 0 | 0 | 0 | 0 | 0 | 0 | 0 | 0 | 0 | 0 | 0 | 0 | 0 | 0 | 0 | 0 | 0 | 0
2021-10-07 | 0 | 0 | 0 | 0 | 0 | 0 | 0 | 0 | 0 | 0 | 0 | 0 | 0 | 0 | 0 | 0 | 0 | 0 | 0 | 0 | 0 | 0 | 0 | 0 | 0
2021-10-08 | 0 | 0 | 0 | 0 | 0 | 0 | 0 | 0 | 0 | 0 | 0 | 0 | 0 | 0 | 0 | 0 | 0 | 0 | 0 | 0 | 0 | 0 | 0 | 0 | 0
2021-10-09 | 0 | 0 | 0 | 0 | 0 | 0 | 0 | 0 | 0 | 0 | 0 | 0 | 0 | 0 | 0 | 0 | 0 | 0 | 0 | 0 | 0 | 0 | 0 | 0 | 0
2021-10-10 | 0 | 0 | 0 | 0 | 0 | 0 | 0 | 0 | 0 | 0 | 0 | 0 | 0 | 0 | 0 | 0 | 0 | 0 | 0 | 0 | 0 | 0 | 0 | 0 | 0
2021-10-11 | 0 | 0 | 0 | 0 | 0 | 0 | 0 | 0 | 0 | 0 | 0 | 0 | 0 | 0 | 0 | 0 | 0 | 0 | 0 | 0 | 0 | 0 | 0 | 0 | 0
2021-10-12 | 0 | 0 | 0 | 0 | 0 | 0 | 0 | 0 | 0 | 0 | 0 | 0 | 0 | 0 | 0 | 0 | 0 | 0 | 0 | 0 | 0 | 0 | 0 | 0 | 0
2021-10-13 | 0 | 0 | 0 | 0 | 0 | 0 | 0 | 0 | 0 | 0 | 0 | 0 | 0 | 0 | 0 | 0 | 0 | 0 | 0 | 0 | 0 | 0 | 0 | 0 | 0
2021-10-14 | 0 | 0 | 0 | 0 | 0 | 0 | 0 | 0 | 0 | 0 | 0 | 0 | 0 | 0 | 0 | 0 | 0 | 0 | 0 | 0 | 0 | 0 | 0 | 0 | 0
2021-10-15 | 0 | 0 | 0 | 0 | 0 | 0 | 0 | 0 | 0 | 0 | 0 | 0 | 0 | 0 | 0 | 0 | 0 | 0 | 0 | 0 | 0 | 0 | 0 | 0 | 0
2021-10-16 | 0 | 0 | 0 | 0 | 0 | 0 | 0 | 0 | 0 | 0 | 0 | 0 | 0 | 0 | 0 | 0 | 0 | 0 | 0 | 0 | 0 | 0 | 0 | 0 | 0
2021-10-17 | 0 | 0 | 0 | 0 | 0 | 0 | 0 | 0 | 0 | 0 | 0 | 0 | 0 | 0 | 0 | 0 | 0 | 0 | 0 | 0 | 0 | 0 | 0 | 0 | 0
2021-10-18 | 0 | 0 | 0 | 0 | 0 | 0 | 0 | 0 | 0 | 0 | 0 | 0 | 0 | 0 | 0 | 0 | 0 | 0 | 0 | 0 | 0 | 0 | 0 | 0 | 0
2021-10-19 | 0 | 0 | 0 | 0 | 0 | 0 | 0 | 0 | 0 | 0 | 0 | 0 | 0 | 0 | 0 | 0 | 0 | 0 | 0 | 0 | 0 | 0 | 0 | 0 | 0
2021-10-20 | 0 | 0 | 0 | 0 | 0 | 0 | 0 | 0 | 0 | 0 | 0 | 0 | 0 | 0 | 0 | 0 | 0 | 0 | 0 | 0 | 0 | 0 | 0 | 0 | 0
2021-10-21 | 0 | 0 | 0 | 0 | 0 | 0 | 0 | 0 | 0 | 0 | 0 | 0 | 0 | 0 | 0 | 0 | 0 | 0 | 0 | 0 | 0 | 0 | 0 | 0 | 0
2021-10-22 | 0 | 0 | 0 | 0 | 0 | 0 | 0 | 0 | 0 | 0 | 0 | 0 | 0 | 0 | 0 | 0 | 0 | 0 | 0 | 0 | 0 | 0 | 0 | 0 | 0
2021-10-23 | 0 | 0 | 0 | 0 | 0 | 0 | 0 | 0 | 0 | 0 | 0 | 0 | 0 | 0 | 0 | 0 | 0 | 0 | 0 | 0 | 0 | 0 | 0 | 0 | 0
2021-10-24 | 0 | 0 | 0 | 0 | 0 | 0 | 0 | 0 | 0 | 0 | 0 | 0 | 0 | 0 | 0 | 0 | 0 | 0 | 0 | 0 | 0 | 0 | 0 | 0 | 0
2021-10-25 | 0 | 0 | 0 | 0 | 0 | 0 | 0 | 0 | 0 | 0 | 0 | 0 | 0 | 0 | 0 | 0 | 0 | 0 | 0 | 0 | 0 | 0 | 0 | 0 | 0
2021-10-26 | 0 | 0 | 0 | 0 | 0 | 0 | 0 | 0 | 0 | 0 | 0 | 0 | 0 | 0 | 0 | 0 | 0 | 0 | 0 | 0 | 0 | 0 | 0 | 0 | 0
2021-10-27 | 0 | 0 | 0 | 0 | 0 | 0 | 0 | 0 | 0 | 0 | 0 | 0 | 0 | 0 | 0 | 0 | 0 | 0 | 0 | 0 | 0 | 0 | 0 | 0 | 0
2021-10-28 | 0 | 0 | 0 | 0 | 0 | 0 | 0 | 0 | 0 | 0 | 0 | 0 | 0 | 0 | 0 | 0 | 0 | 0 | 0 | 0 | 0 | 0 | 0 | 0 | 0
2021-10-29 | 0 | 0 | 0 | 0 | 0 | 0 | 0 | 0 | 0 | 0 | 0 | 0 | 0 | 0 | 0 | 0 | 0 | 0 | 0 | 0 | 0 | 0 | 0 | 0 | 0
2021-10-30 | 0 | 0 | 0 | 0 | 0 | 0 | 0 | 0 | 0 | 0 | 0 | 0 | 0 | 0 | 0 | 0 | 0 | 0 | 0 | 0 | 0 | 0 | 0 | 0 | 0
2021-10-31 | 0 | 0 | 0 | 0 | 0 | 0 | 0 | 0 | 0 | 0 | 0 | 0 | 0 | 0 | 0 | 0 | 0 | 0 | 0 | 0 | 0 | 0 | 0 | 0 | 0
2021-11-01 | 0 | 0 | 0 | 0 | 0 | 0 | 0 | 0 | 0 | 0 | 0 | 0 | 0 | 0 | 0 | 0 | 0 | 0 | 0 | 0 | 0 | 0 | 0 | 0 | 0
2021-11-02 | 0 | 0 | 0 | 0 | 0 | 0 | 0 | 0 | 0 | 0 | 0 | 0 | 0 | 0 | 0 | 0 | 0 | 0 | 0 | 0 | 0 | 0 | 0 | 0 | 0
2021-11-03 | 0 | 0 | 0 | 0 | 0 | 0 | 0 | 0 | 0 | 0 | 0 | 0 | 0 | 0 | 0 | 0 | 0 | 0 | 0 | 0 | 0 | 0 | 0 | 0 | 0
2021-11-04 | 0 | 0 | 0 | 0 | 0 | 0 | 0 | 0 | 0 | 0 | 0 | 0 | 0 | 0 | 0 | 0 | 0 | 0 | 0 | 0 | 0 | 0 | 0 | 0 | 0
2021-11-05 | 0 | 0 | 0 | 0 | 0 | 0 | 0 | 0 | 0 | 0 | 0 | 0 | 0 | 0 | 0 | 0 | 0 | 0 | 0 | 0 | 0 | 0 | 0 | 0 | 0
2021-11-06 | 0 | 0 | 0 | 0 | 0 | 0 | 0 | 0 | 0 | 0 | 0 | 0 | 0 | 0 | 0 | 0 | 0 | 0 | 0 | 0 | 0 | 0 | 0 | 0 | 0
2021-11-07 | 0 | 0 | 0 | 0 | 0 | 0 | 0 | 0 | 0 | 0 | 0 | 0 | 0 | 0 | 0 | 0 | 0 | 0 | 0 | 0 | 0 | 0 | 0 | 0 | 0
2021-11-08 | 0 | 0 | 0 | 0 | 0 | 0 | 0 | 0 | 0 | 0 | 0 | 0 | 0 | 0 | 0 | 0 | 0 | 0 | 0 | 0 | 0 | 0 | 0 | 0 | 0
2021-11-09 | 0 | 0 | 0 | 0 | 0 | 0 | 0 | 0 | 0 | 0 | 0 | 0 | 0 | 0 | 0 | 0 | 0 | 0 | 0 | 0 | 0 | 0 | 0 | 0 | 0
2021-11-10 | 0 | 0 | 0 | 0 | 0 | 0 | 0 | 0 | 0 | 0 | 0 | 0 | 0 | 0 | 0 | 0 | 0 | 0 | 0 | 0 | 0 | 0 | 0 | 0 | 0
2021-11-11 | 0 | 0 | 0 | 0 | 0 | 0 | 0 | 0 | 0 | 0 | 0 | 0 | 0 | 0 | 0 | 0 | 0 | 0 | 0 | 0 | 0 | 0 | 0 | 0 | 0
2021-11-12 | 0 | 0 | 0 | 0 | 0 | 0 | 0 | 0 | 0 | 0 | 0 | 0 | 0 | 0 | 0 | 0 | 0 | 0 | 0 | 0 | 0 | 0 | 0 | 0 | 0
2021-11-13 | 0 | 0 | 0 | 0 | 0 | 0 | 0 | 0 | 0 | 0 | 0 | 0 | 0 | 0 | 0 | 0 | 0 | 0 | 0 | 0 | 0 | 0 | 0 | 0 | 0
2021-11-14 | 0 | 0 | 0 | 0 | 0 | 0 | 0 | 0 | 0 | 0 | 0 | 0 | 0 | 0 | 0 | 0 | 0 | 0 | 0 | 0 | 0 | 0 | 0 | 0 | 0
2021-11-15 | 0 | 0 | 0 | 0 | 0 | 0 | 0 | 0 | 0 | 0 | 0 | 0 | 0 | 0 | 0 | 0 | 0 | 0 | 0 | 0 | 0 | 0 | 0 | 0 | 0
2021-11-16 | 0 | 0 | 0 | 0 | 0 | 0 | 0 | 0 | 0 | 0 | 0 | 0 | 0 | 0 | 0 | 0 | 0 | 0 | 0 | 0 | 0 | 0 | 0 | 0 | 0
2021-11-17 | 0 | 0 | 0 | 0 | 0 | 0 | 0 | 0 | 0 | 0 | 0 | 0 | 0 | 0 | 0 | 0 | 0 | 0 | 0 | 0 | 0 | 0 | 0 | 0 | 0
2021-11-18 | 0 | 0 | 0 | 0 | 0 | 0 | 0 | 0 | 0 | 0 | 0 | 0 | 0 | 0 | 0 | 0 | 0 | 0 | 0 | 0 | 0 | 0 | 0 | 0 | 0
2021-11-19 | 0 | 0 | 0 | 0 | 0 | 0 | 0 | 0 | 0 | 0 | 0 | 0 | 0 | 0 | 0 | 0 | 0 | 0 | 0 | 0 | 0 | 0 | 0 | 0 | 0
2021-11-20 | 0 | 0 | 0 | 0 | 0 | 0 | 0 | 0 | 0 | 0 | 0 | 0 | 0 | 0 | 0 | 0 | 0 | 0 | 0 | 0 | 0 | 0 | 0 | 0 | 0
2021-11-21 | 0 | 0 | 0 | 0 | 0 | 0 | 0 | 0 | 0 | 0 | 0 | 0 | 0 | 0 | 0 | 0 | 0 | 0 | 0 | 0 | 0 | 0 | 0 | 0 | 0
2021-11-22 | 0 | 0 | 0 | 0 | 0 | 0 | 0 | 0 | 0 | 0 | 0 | 0 | 0 | 0 | 0 | 0 | 0 | 0 | 0 | 0 | 0 | 0 | 0 | 0 | 0
2021-11-23 | 0 | 0 | 0 | 0 | 0 | 0 | 0 | 0 | 0 | 0 | 0 | 0 | 0 | 0 | 0 | 0 | 0 | 0 | 0 | 0 | 0 | 0 | 0 | 0 | 0
2021-11-24 | 0 | 0 | 0 | 0 | 0 | 0 | 0 | 0 | 0 | 0 | 0 | 0 | 0 | 0 | 0 | 0 | 0 | 0 | 0 | 0 | 0 | 0 | 0 | 0 | 0
2021-11-25 | 0 | 0 | 0 | 0 | 0 | 0 | 0 | 0 | 0 | 0 | 0 | 0 | 0 | 0 | 0 | 0 | 0 | 0 | 0 | 0 | 0 | 0 | 0 | 0 | 0
2021-11-26 | 0 | 0 | 0 | 0 | 0 | 0 | 0 | 0 | 0 | 0 | 0 | 0 | 0 | 0 | 0 | 0 | 0 | 0 | 0 | 0 | 0 | 0 | 0 | 0 | 0
2021-11-27 | 0 | 0 | 0 | 0 | 0 | 0 | 0 | 0 | 0 | 0 | 0 | 0 | 0 | 0 | 0 | 0 | 0 | 0 | 0 | 0 | 0 | 0 | 0 | 0 | 0
2021-11-28 | 0 | 0 | 0 | 0 | 0 | 0 | 0 | 0 | 0 | 0 | 0 | 0 | 0 | 0 | 0 | 0 | 0 | 0 | 0 | 0 | 0 | 0 | 0 | 0 | 0
2021-11-29 | 0 | 0 | 0 | 0 | 0 | 0 | 0 | 0 | 0 | 0 | 0 | 0 | 0 | 0 | 0 | 0 | 0 | 0 | 0 | 0 | 0 | 0 | 0 | 0 | 0
2021-11-30 | 0 | 0 | 0 | 0 | 0 | 0 | 0 | 0 | 0 | 0 | 0 | 0 | 0 | 0 | 0 | 0 | 0 | 0 | 0 | 0 | 0 | 0 | 0 | 0 | 0
2021-12-01 | 0 | 0 | 0 | 0 | 0 | 0 | 0 | 0 | 0 | 0 | 0 | 0 | 0 | 0 | 0 | 0 | 0 | 0 | 0 | 0 | 0 | 0 | 0 | 0 | 0
2021-12-02 | 0 | 0 | 0 | 0 | 0 | 0 | 0 | 0 | 0 | 0 | 0 | 0 | 0 | 0 | 0 | 0 | 0 | 0 | 0 | 0 | 0 | 0 | 0 | 0 | 0
2021-12-03 | 0 | 0 | 0 | 0 | 0 | 0 | 0 | 0 | 0 | 0 | 0 | 0 | 0 | 0 | 0 | 0 | 0 | 0 | 0 | 0 | 0 | 0 | 0 | 0 | 0
2021-12-04 | 0 | 0 | 0 | 0 | 0 | 0 | 0 | 0 | 0 | 0 | 0 | 0 | 0 | 0 | 0 | 0 | 0 | 0 | 0 | 0 | 0 | 0 | 0 | 0 | 0
2021-12-05 | 0 | 0 | 0 | 0 | 0 | 0 | 0 | 0 | 0 | 0 | 0 | 0 | 0 | 0 | 0 | 0 | 0 | 0 | 0 | 0 | 0 | 0 | 0 | 0 | 0
2021-12-06 | 0 | 0 | 0 | 0 | 0 | 0 | 0 | 0 | 0 | 0 | 0 | 0 | 0 | 0 | 0 | 0 | 0 | 0 | 0 | 0 | 0 | 0 | 0 | 0 | 0
2021-12-07 | 0 | 0 | 0 | 0 | 0 | 0 | 0 | 0 | 0 | 0 | 0 | 0 | 0 | 0 | 0 | 0 | 0 | 0 | 0 | 0 | 0 | 0 | 0 | 0 | 0
2021-12-08 | 0 | 0 | 0 | 0 | 0 | 0 | 0 | 0 | 0 | 0 | 0 | 0 | 0 | 0 | 0 | 0 | 0 | 0 | 0 | 0 | 0 | 0 | 0 | 0 | 0
2021-12-09 | 0 | 0 | 0 | 0 | 0 | 0 | 0 | 0 | 0 | 0 | 0 | 0 | 0 | 0 | 0 | 0 | 0 | 0 | 0 | 0 | 0 | 0 | 0 | 0 | 0
2021-12-10 | 0 | 0 | 0 | 0 | 0 | 0 | 0 | 0 | 0 | 0 | 0 | 0 | 0 | 0 | 0 | 0 | 0 | 0 | 0 | 0 | 0 | 0 | 0 | 0 | 0
2021-12-11 | 0 | 0 | 0 | 0 | 0 | 0 | 0 | 0 | 0 | 0 | 0 | 0 | 0 | 0 | 0 | 0 | 0 | 0 | 0 | 0 | 0 | 0 | 0 | 0 | 0
2021-12-12 | 0 | 0 | 0 | 0 | 0 | 0 | 0 | 0 | 0 | 0 | 0 | 0 | 0 | 0 | 0 | 0 | 0 | 0 | 0 | 0 | 0 | 0 | 0 | 0 | 0
2021-12-13 | 0 | 0 | 0 | 0 | 0 | 0 | 0 | 0 | 0 | 0 | 0 | 0 | 0 | 0 | 0 | 0 | 0 | 0 | 0 | 0 | 0 | 0 | 0 | 0 | 0
2021-12-14 | 0 | 0 | 0 | 0 | 0 | 0 | 0 | 0 | 0 | 0 | 0 | 0 | 0 | 0 | 0 | 0 | 0 | 0 | 0 | 0 | 0 | 0 | 0 | 0 | 0
2021-12-15 | 0 | 0 | 0 | 0 | 0 | 0 | 0 | 0 | 0 | 0 | 0 | 0 | 0 | 0 | 0 | 0 | 0 | 0 | 0 | 0 | 0 | 0 | 0 | 0 | 0
2021-12-16 | 0 | 0 | 0 | 0 | 0 | 0 | 0 | 0 | 0 | 0 | 0 | 0 | 0 | 0 | 0 | 0 | 0 | 0 | 0 | 0 | 0 | 0 | 0 | 0 | 0
2021-12-17 | 0 | 0 | 0 | 0 | 0 | 0 | 0 | 0 | 0 | 0 | 0 | 0 | 0 | 0 | 0 | 0 | 0 | 0 | 0 | 0 | 0 | 0 | 0 | 0 | 0
2021-12-18 | 0 | 0 | 0 | 0 | 0 | 0 | 0 | 0 | 0 | 0 | 0 | 0 | 0 | 0 | 0 | 0 | 0 | 0 | 0 | 0 | 0 | 0 | 0 | 0 | 0
2021-12-19 | 0 | 0 | 0 | 0 | 0 | 0 | 0 | 0 | 0 | 0 | 0 | 0 | 0 | 0 | 0 | 0 | 0 | 0 | 0 | 0 | 0 | 0 | 0 | 0 | 0
2021-12-20 | 0 | 0 | 0 | 0 | 0 | 0 | 0 | 0 | 0 | 0 | 0 | 0 | 0 | 0 | 0 | 0 | 0 | 0 | 0 | 0 | 0 | 0 | 0 | 0 | 0
2021-12-21 | 0 | 0 | 0 | 0 | 0 | 0 | 0 | 0 | 0 | 0 | 0 | 0 | 0 | 0 | 0 | 0 | 0 | 0 | 0 | 0 | 0 | 0 | 0 | 0 | 0
2021-12-22 | 0 | 0 | 0 | 0 | 0 | 0 | 0 | 0 | 0 | 0 | 0 | 0 | 0 | 0 | 0 | 0 | 0 | 0 | 0 | 0 | 0 | 0 | 0 | 0 | 0
2021-12-23 | 0 | 0 | 0 | 0 | 0 | 0 | 0 | 0 | 0 | 0 | 0 | 0 | 0 | 0 | 0 | 0 | 0 | 0 | 0 | 0 | 0 | 0 | 0 | 0 | 0
2021-12-24 | 0 | 0 | 0 | 0 | 0 | 0 | 0 | 0 | 0 | 0 | 0 | 0 | 0 | 0 | 0 | 0 | 0 | 0 | 0 | 0 | 0 | 0 | 0 | 0 | 0
2021-12-25 | 0 | 0 | 0 | 0 | 0 | 0 | 0 | 0 | 0 | 0 | 0 | 0 | 0 | 0 | 0 | 0 | 0 | 0 | 0 | 0 | 0 | 0 | 0 | 0 | 0
2021-12-26 | 0 | 0 | 0 | 0 | 0 | 0 | 0 | 0 | 0 | 0 | 0 | 0 | 0 | 0 | 0 | 0 | 0 | 0 | 0 | 0 | 0 | 0 | 0 | 0 | 0
2021-12-27 | 0 | 0 | 0 | 0 | 0 | 0 | 0 | 0 | 0 | 0 | 0 | 0 | 0 | 0 | 0 | 0 | 0 | 0 | 0 | 0 | 0 | 0 | 0 | 0 | 0
2021-12-28 | 0 | 0 | 0 | 0 | 0 | 0 | 0 | 0 | 0 | 0 | 0 | 0 | 0 | 0 | 0 | 0 | 0 | 0 | 0 | 0 | 0 | 0 | 0 | 0 | 0
2021-12-29 | 0 | 0 | 0 | 0 | 0 | 0 | 0 | 0 | 0 | 0 | 0 | 0 | 0 | 0 | 0 | 0 | 0 | 0 | 0 | 0 | 0 | 0 | 0 | 0 | 0
2021-12-30 | 0 | 0 | 0 | 0 | 0 | 0 | 0 | 0 | 0 | 0 | 0 | 0 | 0 | 0 | 0 | 0 | 0 | 0 | 0 | 0 | 0 | 0 | 0 | 0 | 0
2021-12-31 | 0 | 0 | 0 | 0 | 0 | 0 | 0 | 0 | 0 | 0 | 0 | 0 | 0 | 0 | 0 | 0 | 0 | 0 | 0 | 0 | 0 | 0 | 0 | 0 | 0

## Compression electrical
DATE AND TIME | 0:00 | 1:00 | 2:00 | 3:00 | 4:00 | 5:00 | 6:00 | 7:00 | 8:00 | 9:00 | 10:00 | 11:00 | 12:00 | 13:00 | 14:00 | 15:00 | 16:00 | 17:00 | 18:00 | 19:00 | 20:00 | 21:00 | 22:00 | 23:00 | Total
2021-01-01 | 56.2506 | 56.314 | 56.314 | 55.2181 | 54.7019 | 53.1668 | 52.4377 | 50.5087 | 49.6121 | 49.6121 | 45.5185 | 41.2619 | 41.2619 | 40.8091 | 41.2619 | 45.5185 | 44.8121 | 41.2619 | 40.1026 | 35.846 | 34.1162 | 31.6981 | 35.1396 | 35.846 | 1088.5902
2021-01-02 | 40.1026 | 41.2619 | 41.2619 | 41.2619 | 40.8091 | 40.1026 | 40.1026 | 39.0792 | 35.1396 | 32.9389 | 30.3577 | 31.6981 | 35.1396 | 37.9019 | 39.0792 | 40.8091 | 41.2619 | 41.2619 | 41.2619 | 44.8121 | 44.8121 | 45.9713 | 49.6121 | 50.0649 | 966.1042 | Total kWh | 247490.0151 | kWh
2021-01-03 | 50.3411 | 50.5087 | 50.5087 | 52.4377 | 50.0649 | 49.6121 | 45.5185 | 45.5185 | 41.2619 | 35.1396 | 26.9162 | 18.6838 | 13.6166 | 11.4158 | 10.1117 | 11.4158 | 12.8423 | 12.8423 | 13.6166 | 13.6166 | 12.8423 | 10.7638 | 8.2642 | 6.0906 | 653.9502 | Total MWh | 247.49 | MWh
2021-01-04 | 3.5004 | 1.7253 | 0.85585 | 0 | 0 | 0 | 0 | 0.85585 | 1.4355 | 1.4355 | 1.1457 | 1.1457 | 1.7253 | 2.7577 | 4.3155 | 6.634 | 8.2642 | 10.1117 | 10.7638 | 10.7638 | 11.4158 | 10.7638 | 10.7638 | 11.4158 | 111.7947
2021-01-05 | 12.8423 | 14.3909 | 14.3909 | 13.6166 | 12.8423 | 11.4158 | 10.7638 | 10.7638 | 11.4158 | 11.4158 | 10.7638 | 11.4158 | 11.4158 | 11.4158 | 10.1117 | 7.7208 | 6.0906 | 4.7592 | 3.5004 | 2.3864 | 1.4355 | 0.56604 | 0 | 0 | 205.44
2021-01-06 | 0.85585 | 1.4355 | 2.0151 | 2.7577 | 2.7577 | 3.1291 | 3.8717 | 5.6468 | 7.7208 | 10.7638 | 12.8423 | 13.6166 | 15.9396 | 20.5132 | 25.7208 | 31.6981 | 35.1396 | 37.9019 | 41.2619 | 45.9713 | 49.6121 | 49.6121 | 44.8121 | 39.0792 | 504.6747 | Max daily | 1358.4906 | kWh
2021-01-07 | 45.5185 | 49.6121 | 50.3411 | 46.2475 | 40.1026 | 30.3577 | 23.9909 | 21.5547 | 20.5132 | 21.5547 | 22.7502 | 26.9162 | 34.1162 | 41.2619 | 49.6121 | 50.5087 | 50.3411 | 45.9713 | 41.2619 | 41.2619 | 46.2475 | 52.4377 | 53.1668 | 50.0649 | 955.7117 | Min daily | 0 | kWh
2021-01-08 | 46.2475 | 50.0649 | 52.8906 | 50.5087 | 50.3411 | 49.6121 | 45.5185 | 45.5185 | 45.5185 | 44.8121 | 40.8091 | 34.1162 | 28.157 | 25.7208 | 25.7208 | 22.7502 | 14.3909 | 8.8075 | 7.7208 | 8.2642 | 11.4158 | 16.8543 | 20.5132 | 25.1683 | 771.4415
2021-01-09 | 30.3577 | 39.0792 | 45.9713 | 54.9781 | 55.2091 | 56.6038 | 56.6038 | 56.6038 | 56.6038 | 56.6038 | 56.6038 | 56.6038 | 56.6038 | 56.6038 | 56.6038 | 56.6038 | 56.323 | 55.2091 | 55.2181 | 55.1457 | 50.0649 | 41.2619 | 35.1396 | 31.6981 | 1228.2974
2021-01-10 | 31.6981 | 35.1396 | 40.1026 | 41.2619 | 44.8121 | 41.2619 | 41.2619 | 39.0792 | 35.846 | 35.1396 | 30.3577 | 25.1683 | 17.7691 | 12.0679 | 10.7638 | 13.6166 | 22.7502 | 35.1396 | 45.5185 | 50.0649 | 52.8906 | 54.7019 | 54.9781 | 55.2181 | 866.6083
2021-01-11 | 56.6038 | 56.6038 | 56.6038 | 56.083 | 45.9713 | 29.3343 | 16.8543 | 13.6166 | 17.7691 | 25.1683 | 25.7208 | 25.1683 | 21.5547 | 25.1683 | 31.6981 | 40.8091 | 45.9713 | 50.0649 | 50.5087 | 53.1668 | 55.2091 | 55.2181 | 56.083 | 56.2506 | 967.2
2021-01-12 | 56.323 | 56.6038 | 56.6038 | 56.6038 | 56.2506 | 54.9781 | 50.5087 | 45.5185 | 40.1026 | 37.9019 | 37.9019 | 37.9019 | 39.0792 | 41.2619 | 44.8121 | 45.5185 | 45.5185 | 40.8091 | 35.1396 | 28.157 | 22.7502 | 18.6838 | 15.1653 | 13.6166 | 977.7102
2021-01-13 | 11.4158 | 9.4596 | 7.7208 | 6.634 | 5.203 | 4.3155 | 3.5004 | 3.5004 | 3.5004 | 2.3864 | 0 | 0 | 0.85585 | 2.0151 | 4.3155 | 7.1774 | 11.4158 | 15.9396 | 20.5132 | 25.1683 | 30.3577 | 35.1396 | 40.1026 | 39.0792 | 289.7162
2021-01-14 | 35.846 | 35.846 | 39.0792 | 40.8091 | 41.2619 | 41.2619 | 44.8121 | 45.5185 | 49.6121 | 50.0649 | 50.3411 | 50.5087 | 53.1668 | 52.8906 | 53.3343 | 53.3343 | 50.3411 | 45.5185 | 41.2619 | 39.0792 | 34.1162 | 30.3577 | 26.9162 | 25.7208 | 1030.9992
2021-01-15 | 28.157 | 31.6981 | 34.1162 | 37.9019 | 37.9019 | 30.3577 | 23.9909 | 19.5985 | 21.5547 | 19.5985 | 15.1653 | 9.4596 | 8.2642 | 7.1774 | 7.1774 | 10.1117 | 17.7691 | 29.3343 | 41.2619 | 50.3411 | 55.2091 | 56.6038 | 56.6038 | 56.6038 | 705.9577
2021-01-16 | 56.6038 | 56.6038 | 56.6038 | 56.6038 | 56.6038 | 56.6038 | 56.6038 | 56.6038 | 54.9781 | 49.6121 | 46.2475 | 50.0649 | 56.323 | 56.6038 | 56.6038 | 56.6038 | 56.6038 | 56.6038 | 56.6038 | 56.6038 | 56.6038 | 56.6038 | 56.6038 | 56.6038 | 1332.6974
2021-01-17 | 56.6038 | 56.6038 | 56.6038 | 56.6038 | 56.6038 | 56.6038 | 56.6038 | 56.6038 | 56.323 | 52.8906 | 50.0649 | 49.6121 | 45.5185 | 45.5185 | 41.2619 | 45.9713 | 52.4377 | 55.2181 | 56.323 | 56.083 | 55.2181 | 56.314 | 56.6038 | 56.6038 | 1284.7925
2021-01-18 | 56.6038 | 56.6038 | 56.6038 | 56.6038 | 56.323 | 56.6038 | 56.323 | 55.2091 | 54.9781 | 54.9781 | 54.9781 | 55.2091 | 55.1457 | 55.2091 | 55.2181 | 55.2091 | 54.9781 | 53.3343 | 52.8906 | 52.4377 | 50.0649 | 45.9713 | 41.2619 | 40.1026 | 1282.8408
2021-01-19 | 37.9019 | 32.9389 | 30.3577 | 30.3577 | 31.6981 | 30.3577 | 30.3577 | 31.6981 | 30.3577 | 29.3343 | 23.9909 | 17.7691 | 13.6166 | 11.4158 | 8.8075 | 5.6468 | 3.1291 | 1.1457 | 0 | 0 | 0 | 0 | 0 | 0 | 400.8815
2021-01-20 | 0 | 0 | 1.7253 | 2.7577 | 3.5004 | 4.3155 | 7.1774 | 10.1117 | 12.8423 | 12.8423 | 11.4158 | 9.4596 | 7.7208 | 7.7208 | 9.4596 | 10.1117 | 10.1117 | 8.2642 | 8.2642 | 15.9396 | 30.3577 | 45.5185 | 52.8906 | 56.083 | 338.5902
2021-01-21 | 56.314 | 56.6038 | 56.6038 | 56.6038 | 56.6038 | 56.6038 | 56.6038 | 56.6038 | 56.6038 | 56.6038 | 56.6038 | 56.6038 | 56.6038 | 56.6038 | 56.6038 | 56.6038 | 56.6038 | 56.6038 | 56.6038 | 56.6038 | 56.6038 | 56.6038 | 56.6038 | 56.6038 | 1358.2008
2021-01-22 | 56.6038 | 56.6038 | 56.6038 | 56.6038 | 56.6038 | 56.6038 | 56.6038 | 56.6038 | 56.6038 | 56.6038 | 56.6038 | 56.6038 | 56.323 | 56.314 | 55.2091 | 52.8906 | 50.3411 | 50.0649 | 50.0649 | 45.5185 | 41.2619 | 37.9019 | 31.6981 | 30.3577 | 1237.1909
2021-01-23 | 29.3343 | 26.9162 | 23.9909 | 23.9909 | 25.7208 | 28.157 | 30.3577 | 31.6981 | 34.1162 | 35.1396 | 34.1162 | 31.6981 | 29.3343 | 26.9162 | 28.157 | 30.3577 | 32.9389 | 34.1162 | 34.1162 | 32.9389 | 31.6981 | 29.3343 | 26.9162 | 25.1683 | 717.2287
2021-01-24 | 22.7502 | 20.5132 | 18.6838 | 17.7691 | 16.8543 | 15.9396 | 16.8543 | 18.6838 | 18.6838 | 19.5985 | 19.5985 | 20.5132 | 23.9909 | 29.3343 | 37.9019 | 45.5185 | 52.8906 | 55.2091 | 56.2506 | 56.6038 | 56.6038 | 56.6038 | 56.6038 | 56.323 | 810.2762
2021-01-25 | 56.6038 | 56.6038 | 56.6038 | 56.6038 | 56.2506 | 52.4377 | 41.2619 | 32.9389 | 20.5132 | 11.4158 | 6.634 | 4.3155 | 3.8717 | 4.7592 | 7.1774 | 10.1117 | 11.4158 | 12.0679 | 11.4158 | 12.8423 | 15.9396 | 16.8543 | 13.6166 | 8.2642 | 580.5192
2021-01-26 | 3.8717 | 1.1457 | 0 | 0 | 0 | 0 | 0 | 0.85585 | 2.7577 | 5.203 | 7.7208 | 10.1117 | 11.4158 | 12.8423 | 14.3909 | 15.9396 | 16.8543 | 18.6838 | 21.5547 | 23.9909 | 19.5985 | 13.6166 | 10.1117 | 7.7208 | 218.3864
2021-01-27 | 6.634 | 5.6468 | 5.6468 | 7.7208 | 13.6166 | 20.5132 | 25.1683 | 28.157 | 31.6981 | 30.3577 | 25.1683 | 21.5547 | 19.5985 | 18.6838 | 17.7691 | 15.1653 | 13.6166 | 12.8423 | 11.4158 | 9.4596 | 8.2642 | 8.8075 | 11.4158 | 14.3909 | 383.3117
2021-01-28 | 18.6838 | 25.1683 | 29.3343 | 29.3343 | 25.7208 | 25.1683 | 25.1683 | 23.9909 | 23.9909 | 23.9909 | 25.1683 | 26.9162 | 26.9162 | 28.157 | 31.6981 | 35.846 | 41.2619 | 45.9713 | 49.6121 | 52.4377 | 54.7019 | 55.2091 | 55.2091 | 55.1457 | 834.8015
2021-01-29 | 54.9781 | 54.7019 | 54.7019 | 54.7019 | 56.2506 | 56.323 | 56.2506 | 56.2506 | 56.083 | 55.2091 | 55.2181 | 53.3343 | 50.3411 | 45.5185 | 41.2619 | 41.2619 | 41.2619 | 40.8091 | 39.0792 | 37.9019 | 39.0792 | 35.846 | 35.1396 | 37.9019 | 1149.4053
2021-01-30 | 32.9389 | 29.3343 | 31.6981 | 35.846 | 41.2619 | 45.9713 | 46.2475 | 45.9713 | 41.2619 | 37.9019 | 30.3577 | 22.7502 | 16.8543 | 13.6166 | 11.4158 | 11.4158 | 12.0679 | 11.4158 | 8.8075 | 5.6468 | 3.5004 | 2.0151 | 0.56604 | 0 | 538.8634
2021-01-31 | 0 | 0 | 0 | 0 | 0 | 0 | 0 | 0 | 0 | 0 | 0 | 0 | 0 | 0 | 0 | 0 | 0 | 2.0151 | 3.5004 | 4.7592 | 4.7592 | 5.203 | 5.203 | 5.203 | 30.643
2021-02-01 | 6.0906 | 7.7208 | 10.7638 | 15.1653 | 19.5985 | 22.7502 | 25.1683 | 25.7208 | 23.9909 | 19.5985 | 15.1653 | 11.4158 | 8.2642 | 7.1774 | 6.0906 | 5.203 | 4.7592 | 5.6468 | 6.634 | 7.7208 | 10.7638 | 13.6166 | 16.8543 | 19.5985 | 315.4777
2021-02-02 | 21.5547 | 26.9162 | 32.9389 | 40.1026 | 45.5185 | 49.6121 | 52.4377 | 54.7019 | 55.2181 | 56.2506 | 56.314 | 56.323 | 56.6038 | 56.6038 | 56.6038 | 56.6038 | 56.6038 | 56.6038 | 56.6038 | 56.6038 | 56.6038 | 56.6038 | 56.6038 | 56.6038 | 1227.1336
2021-02-03 | 56.6038 | 56.6038 | 56.6038 | 56.6038 | 56.6038 | 56.6038 | 56.6038 | 56.6038 | 56.6038 | 56.6038 | 56.6038 | 56.6038 | 56.6038 | 56.6038 | 56.6038 | 56.6038 | 56.6038 | 56.6038 | 56.6038 | 56.6038 | 56.6038 | 56.6038 | 56.6038 | 56.323 | 1358.2098
2021-02-04 | 55.2091 | 55.2091 | 54.9781 | 54.7019 | 54.7019 | 56.2506 | 56.314 | 56.2506 | 55.2181 | 56.2506 | 56.314 | 56.323 | 56.323 | 56.6038 | 56.6038 | 56.6038 | 56.6038 | 56.6038 | 56.6038 | 56.6038 | 56.6038 | 56.6038 | 56.6038 | 56.6038 | 1346.6853
2021-02-05 | 56.6038 | 56.6038 | 56.6038 | 56.6038 | 56.6038 | 56.6038 | 56.6038 | 56.6038 | 56.6038 | 56.6038 | 56.6038 | 56.6038 | 56.6038 | 56.6038 | 56.6038 | 56.6038 | 56.6038 | 56.6038 | 56.6038 | 56.6038 | 56.6038 | 56.6038 | 56.6038 | 56.6038 | 1358.4906
2021-02-06 | 56.6038 | 56.6038 | 56.6038 | 56.6038 | 56.6038 | 56.6038 | 56.6038 | 56.6038 | 56.6038 | 56.6038 | 56.6038 | 56.6038 | 56.6038 | 56.6038 | 56.6038 | 56.6038 | 56.6038 | 56.6038 | 56.6038 | 56.6038 | 56.6038 | 56.6038 | 56.6038 | 56.6038 | 1358.4906
2021-02-07 | 56.6038 | 56.323 | 56.314 | 56.2506 | 55.2181 | 56.083 | 56.314 | 56.323 | 56.323 | 56.323 | 56.6038 | 56.6038 | 56.6038 | 56.314 | 55.2091 | 55.1457 | 55.1457 | 55.1457 | 54.9781 | 54.9781 | 55.1457 | 55.1457 | 54.7019 | 52.4377 | 1336.234
2021-02-08 | 50.0649 | 46.2475 | 45.5185 | 44.8121 | 44.8121 | 45.5185 | 49.6121 | 50.5087 | 53.3343 | 55.1457 | 56.083 | 56.083 | 56.083 | 55.2091 | 54.9781 | 54.9781 | 53.3343 | 52.4377 | 50.3411 | 46.2475 | 41.2619 | 35.1396 | 26.9162 | 18.6838 | 1143.3509
2021-02-09 | 12.8423 | 9.4596 | 7.1774 | 6.0906 | 6.0906 | 7.7208 | 9.4596 | 11.4158 | 14.3909 | 16.8543 | 20.5132 | 23.9909 | 25.7208 | 28.157 | 28.157 | 26.9162 | 28.157 | 30.3577 | 31.6981 | 32.9389 | 34.1162 | 34.1162 | 32.9389 | 30.3577 | 509.6377
2021-02-10 | 28.157 | 25.7208 | 23.9909 | 23.9909 | 23.9909 | 25.1683 | 25.7208 | 25.7208 | 22.7502 | 18.6838 | 15.1653 | 12.0679 | 8.2642 | 5.6468 | 3.5004 | 1.7253 | 0 | 0 | 0 | 0 | 0 | 0 | 0 | 0 | 290.2642
2021-02-11 | 0 | 0 | 0 | 0 | 0 | 0 | 0 | 0 | 0 | 0 | 0 | 0.56604 | 2.3864 | 4.3155 | 7.7208 | 12.0679 | 16.8543 | 21.5547 | 23.9909 | 25.7208 | 28.157 | 31.6981 | 34.1162 | 37.9019 | 247.0506
2021-02-12 | 41.2619 | 49.6121 | 53.3343 | 56.323 | 56.6038 | 56.6038 | 56.6038 | 56.6038 | 56.6038 | 56.6038 | 56.6038 | 56.6038 | 56.6038 | 56.6038 | 56.6038 | 56.6038 | 56.6038 | 56.6038 | 56.6038 | 56.6038 | 56.6038 | 56.6038 | 56.6038 | 56.6038 | 1332.6068
2021-02-13 | 56.6038 | 56.6038 | 56.6038 | 56.6038 | 56.6038 | 56.6038 | 56.6038 | 56.6038 | 56.6038 | 56.6038 | 56.6038 | 56.6038 | 56.6038 | 56.6038 | 56.6038 | 56.6038 | 56.6038 | 56.6038 | 56.6038 | 56.6038 | 56.6038 | 56.6038 | 56.6038 | 56.6038 | 1358.4906
2021-02-14 | 56.6038 | 56.6038 | 56.6038 | 56.6038 | 56.6038 | 56.6038 | 56.6038 | 56.6038 | 56.6038 | 56.6038 | 56.6038 | 56.6038 | 56.6038 | 56.6038 | 56.6038 | 56.6038 | 56.6038 | 56.6038 | 56.6038 | 56.6038 | 56.6038 | 54.9781 | 53.3343 | 52.8906 | 1349.8823
2021-02-15 | 56.6038 | 54.7019 | 45.9713 | 44.8121 | 44.8121 | 46.2475 | 53.1668 | 54.7019 | 49.6121 | 40.8091 | 37.9019 | 34.1162 | 29.3343 | 25.7208 | 28.157 | 37.9019 | 41.2619 | 44.8121 | 40.1026 | 39.0792 | 35.1396 | 30.3577 | 31.6981 | 39.0792 | 986.1011
2021-02-16 | 40.8091 | 40.8091 | 45.5185 | 52.8906 | 56.6038 | 56.6038 | 56.6038 | 56.6038 | 56.6038 | 56.6038 | 56.6038 | 56.6038 | 56.6038 | 56.6038 | 56.6038 | 56.6038 | 56.6038 | 56.6038 | 56.6038 | 56.6038 | 56.6038 | 56.6038 | 56.6038 | 53.1668 | 1308.6657
2021-02-17 | 40.8091 | 37.9019 | 40.1026 | 41.2619 | 52.4377 | 55.2091 | 56.323 | 56.6038 | 56.6038 | 56.6038 | 56.6038 | 56.6038 | 56.6038 | 56.6038 | 56.6038 | 56.6038 | 56.6038 | 56.6038 | 56.6038 | 56.6038 | 56.6038 | 56.6038 | 56.083 | 52.8906 | 1282.0755
2021-02-18 | 49.6121 | 45.5185 | 40.1026 | 28.157 | 19.5985 | 20.5132 | 32.9389 | 46.2475 | 54.9781 | 55.2181 | 54.9781 | 55.2181 | 54.9781 | 52.4377 | 50.0649 | 50.3411 | 50.3411 | 49.6121 | 53.1668 | 54.9781 | 56.6038 | 56.6038 | 56.6038 | 56.6038 | 1145.4158
2021-02-19 | 56.6038 | 55.2091 | 46.2475 | 37.9019 | 45.5185 | 50.3411 | 56.2506 | 56.6038 | 56.6038 | 56.6038 | 56.6038 | 56.6038 | 56.6038 | 56.6038 | 56.6038 | 56.6038 | 56.6038 | 56.6038 | 56.314 | 54.7019 | 56.323 | 56.314 | 56.6038 | 56.314 | 1307.2845
2021-02-20 | 55.2181 | 55.2091 | 54.7019 | 50.3411 | 45.5185 | 40.1026 | 30.3577 | 30.3577 | 21.5547 | 15.9396 | 13.6166 | 20.5132 | 35.1396 | 45.5185 | 52.8906 | 56.6038 | 56.6038 | 56.6038 | 56.6038 | 56.6038 | 56.6038 | 56.6038 | 56.6038 | 56.6038 | 1076.4136
2021-02-21 | 56.6038 | 56.6038 | 56.6038 | 56.6038 | 56.6038 | 56.6038 | 56.6038 | 56.6038 | 56.6038 | 56.6038 | 56.6038 | 56.6038 | 56.6038 | 56.6038 | 56.6038 | 56.6038 | 56.6038 | 56.314 | 54.7019 | 52.4377 | 46.2475 | 45.9713 | 45.5185 | 41.2619 | 1304.717
2021-02-22 | 39.0792 | 34.1162 | 30.3577 | 26.9162 | 25.1683 | 25.1683 | 25.7208 | 25.7208 | 22.7502 | 18.6838 | 16.8543 | 25.1683 | 35.1396 | 41.2619 | 45.5185 | 45.5185 | 46.2475 | 50.3411 | 41.2619 | 37.9019 | 40.8091 | 45.9713 | 45.5185 | 45.9713 | 837.1653
2021-02-23 | 46.2475 | 54.7019 | 56.323 | 56.6038 | 56.6038 | 56.6038 | 56.6038 | 56.6038 | 56.6038 | 56.6038 | 56.6038 | 56.6038 | 56.6038 | 56.6038 | 56.6038 | 56.6038 | 56.6038 | 56.6038 | 55.2091 | 54.7019 | 56.6038 | 56.6038 | 56.6038 | 56.6038 | 1342.6551
2021-02-24 | 56.6038 | 56.6038 | 56.6038 | 56.6038 | 56.6038 | 56.6038 | 56.6038 | 56.6038 | 56.6038 | 56.6038 | 56.6038 | 56.6038 | 56.6038 | 56.6038 | 56.6038 | 56.6038 | 56.6038 | 56.6038 | 56.6038 | 56.6038 | 56.6038 | 56.6038 | 56.6038 | 56.6038 | 1358.4906
2021-02-25 | 56.6038 | 56.6038 | 56.6038 | 56.6038 | 56.6038 | 56.6038 | 56.6038 | 56.6038 | 56.6038 | 56.6038 | 56.6038 | 56.6038 | 56.6038 | 56.6038 | 56.6038 | 56.6038 | 56.6038 | 56.6038 | 56.6038 | 55.2091 | 49.6121 | 45.5185 | 41.2619 | 40.8091 | 1307.8823
2021-02-26 | 40.8091 | 40.1026 | 40.8091 | 45.5185 | 45.5185 | 40.1026 | 39.0792 | 40.8091 | 39.0792 | 34.1162 | 39.0792 | 49.6121 | 50.0649 | 49.6121 | 45.5185 | 40.8091 | 40.1026 | 41.2619 | 45.5185 | 45.5185 | 39.0792 | 40.8091 | 45.5185 | 45.5185 | 1023.9668
2021-02-27 | 44.8121 | 45.5185 | 53.3343 | 54.9781 | 53.3343 | 50.5087 | 49.6121 | 45.5185 | 40.1026 | 34.1162 | 35.1396 | 40.1026 | 39.0792 | 35.1396 | 31.6981 | 26.9162 | 25.7208 | 28.157 | 29.3343 | 26.9162 | 22.7502 | 21.5547 | 20.5132 | 21.5547 | 876.4121
2021-02-28 | 20.5132 | 19.5985 | 17.7691 | 13.6166 | 10.7638 | 9.4596 | 8.8075 | 8.2642 | 6.634 | 5.203 | 5.6468 | 10.1117 | 15.1653 | 16.8543 | 13.6166 | 10.7638 | 10.7638 | 12.0679 | 14.3909 | 17.7691 | 20.5132 | 22.7502 | 23.9909 | 22.7502 | 337.7842
2021-03-01 | 20.5132 | 17.7691 | 17.7691 | 15.9396 | 14.3909 | 11.4158 | 10.1117 | 9.4596 | 8.2642 | 5.6468 | 3.1291 | 0.56604 | 0 | 0 | 0 | 0 | 0 | 1.4355 | 3.8717 | 4.7592 | 3.8717 | 2.7577 | 1.4355 | 0.56604 | 153.6725
2021-03-02 | 0 | 0 | 0 | 0.56604 | 0.85585 | 0.85585 | 0.85585 | 0.56604 | 0 | 0 | 0 | 0 | 0 | 0 | 0 | 0 | 0 | 0 | 0 | 0 | 0 | 0 | 0 | 0 | 3.6996
2021-03-03 | 0 | 0 | 0 | 0 | 0 | 0 | 0 | 0 | 0 | 0 | 1.4355 | 2.0151 | 3.1291 | 4.3155 | 5.203 | 4.7592 | 3.1291 | 1.7253 | 1.4355 | 1.4355 | 3.1291 | 6.0906 | 10.7638 | 16.8543 | 65.4204
2021-03-04 | 23.9909 | 37.9019 | 50.0649 | 52.4377 | 49.6121 | 44.8121 | 37.9019 | 32.9389 | 25.1683 | 22.7502 | 20.5132 | 17.7691 | 14.3909 | 10.1117 | 7.1774 | 5.6468 | 5.203 | 7.1774 | 7.7208 | 6.634 | 5.203 | 2.7577 | 1.1457 | 0 | 489.0294
2021-03-05 | 0 | 0 | 0 | 0 | 1.1457 | 1.4355 | 1.4355 | 0.85585 | 0.56604 | 0 | 1.1457 | 2.3864 | 4.3155 | 5.203 | 5.6468 | 4.7592 | 4.7592 | 5.203 | 6.634 | 8.8075 | 11.4158 | 12.8423 | 13.6166 | 14.3909 | 106.5645
2021-03-06 | 15.1653 | 16.8543 | 16.8543 | 16.8543 | 16.8543 | 17.7691 | 19.5985 | 19.5985 | 15.9396 | 15.9396 | 18.6838 | 21.5547 | 22.7502 | 23.9909 | 25.1683 | 26.9162 | 34.1162 | 44.8121 | 46.2475 | 49.6121 | 50.0649 | 45.5185 | 45.5185 | 46.2475 | 672.6294
2021-03-07 | 50.0649 | 50.0649 | 49.6121 | 45.9713 | 40.1026 | 34.1162 | 30.3577 | 25.7208 | 20.5132 | 15.9396 | 13.6166 | 15.1653 | 15.1653 | 10.1117 | 5.6468 | 3.8717 | 5.6468 | 12.0679 | 19.5985 | 23.9909 | 23.9909 | 25.1683 | 25.7208 | 28.157 | 590.3819
2021-03-08 | 23.9909 | 21.5547 | 22.7502 | 23.9909 | 25.7208 | 25.7208 | 22.7502 | 17.7691 | 12.0679 | 8.2642 | 6.0906 | 3.5004 | 1.4355 | 0 | 0 | 0 | 0 | 0 | 0 | 0 | 3.5004 | 6.0906 | 8.2642 | 9.4596 | 242.9208
2021-03-09 | 10.7638 | 11.4158 | 12.0679 | 14.3909 | 17.7691 | 23.9909 | 30.3577 | 35.1396 | 32.9389 | 25.7208 | 30.3577 | 39.0792 | 44.8121 | 49.6121 | 53.1668 | 56.314 | 56.6038 | 56.6038 | 56.6038 | 56.6038 | 56.6038 | 56.6038 | 56.6038 | 56.6038 | 940.7275
2021-03-10 | 56.6038 | 56.6038 | 56.6038 | 56.6038 | 56.6038 | 56.6038 | 56.6038 | 56.6038 | 54.9781 | 54.7019 | 54.9781 | 56.083 | 55.2091 | 50.3411 | 41.2619 | 35.846 | 44.8121 | 55.2091 | 56.6038 | 56.6038 | 56.6038 | 56.6038 | 56.6038 | 56.6038 | 1295.8732
2021-03-11 | 56.6038 | 56.6038 | 56.6038 | 56.6038 | 56.6038 | 56.6038 | 56.6038 | 56.6038 | 56.6038 | 56.6038 | 56.6038 | 56.6038 | 56.6038 | 56.6038 | 56.6038 | 56.6038 | 56.6038 | 56.6038 | 56.6038 | 56.6038 | 56.6038 | 56.6038 | 56.6038 | 56.6038 | 1358.4906
2021-03-12 | 56.6038 | 56.6038 | 56.6038 | 56.6038 | 56.6038 | 56.6038 | 56.6038 | 56.6038 | 56.6038 | 56.6038 | 56.6038 | 56.6038 | 56.6038 | 56.6038 | 56.6038 | 56.6038 | 56.323 | 55.2091 | 52.4377 | 45.5185 | 40.8091 | 39.0792 | 34.1162 | 25.7208 | 1254.874
2021-03-13 | 17.7691 | 12.8423 | 12.8423 | 15.9396 | 18.6838 | 25.1683 | 31.6981 | 35.1396 | 34.1162 | 41.2619 | 54.7019 | 56.2506 | 56.2506 | 54.9781 | 50.5087 | 49.6121 | 52.4377 | 55.2181 | 56.6038 | 56.6038 | 56.6038 | 56.6038 | 56.6038 | 56.6038 | 1015.0415
2021-03-14 | 56.6038 | 56.6038 | 56.6038 | 56.6038 | 56.6038 | 56.6038 | 56.6038 | 56.6038 | 56.6038 | 56.6038 | 56.6038 | 56.6038 | 56.6038 | 56.6038 | 56.6038 | 56.6038 | 56.6038 | 56.6038 | 56.323 | 55.2091 | 54.7019 | 53.3343 | 53.1668 | 52.8906 | 1344.4936
2021-03-15 | 52.8906 | 55.2091 | 54.7019 | 53.1668 | 50.3411 | 45.5185 | 41.2619 | 32.9389 | 20.5132 | 12.0679 | 11.4158 | 11.4158 | 11.4158 | 10.7638 | 8.8075 | 5.203 | 1.1457 | 0 | 0 | 0 | 1.1457 | 6.634 | 12.8423 | 13.6166 | 513.0158
2021-03-16 | 9.4596 | 9.4596 | 17.7691 | 21.5547 | 40.8091 | 56.6038 | 56.6038 | 56.6038 | 56.6038 | 56.6038 | 56.6038 | 56.6038 | 56.6038 | 56.6038 | 56.6038 | 56.6038 | 56.6038 | 56.6038 | 56.6038 | 56.6038 | 56.323 | 56.323 | 56.323 | 56.323 | 1173.4008
2021-03-17 | 56.323 | 56.323 | 56.2506 | 56.2506 | 56.083 | 54.7019 | 52.4377 | 49.6121 | 41.2619 | 44.8121 | 44.8121 | 39.0792 | 35.846 | 31.6981 | 22.7502 | 15.9396 | 10.1117 | 8.8075 | 11.4158 | 14.3909 | 17.7691 | 20.5132 | 21.5547 | 21.5547 | 840.2989
2021-03-18 | 22.7502 | 29.3343 | 37.9019 | 45.5185 | 50.0649 | 50.0649 | 53.3343 | 55.2181 | 54.7019 | 53.3343 | 56.314 | 56.323 | 56.083 | 54.9781 | 52.8906 | 50.3411 | 45.5185 | 39.0792 | 37.9019 | 39.0792 | 39.0792 | 34.1162 | 31.6981 | 32.9389 | 1078.5645
2021-03-19 | 22.7502 | 17.7691 | 19.5985 | 25.1683 | 23.9909 | 22.7502 | 23.9909 | 26.9162 | 22.7502 | 20.5132 | 20.5132 | 19.5985 | 16.8543 | 14.3909 | 14.3909 | 11.4158 | 9.4596 | 10.7638 | 15.1653 | 19.5985 | 22.7502 | 23.9909 | 25.7208 | 25.1683 | 475.9789
2021-03-20 | 23.9909 | 23.9909 | 22.7502 | 23.9909 | 28.157 | 30.3577 | 35.1396 | 44.8121 | 50.3411 | 56.6038 | 56.6038 | 56.6038 | 56.6038 | 56.6038 | 56.6038 | 56.6038 | 56.6038 | 56.6038 | 56.083 | 52.4377 | 45.5185 | 40.8091 | 35.846 | 34.1162 | 1057.7751
2021-03-21 | 35.1396 | 35.1396 | 35.1396 | 37.9019 | 40.8091 | 44.8121 | 45.5185 | 41.2619 | 40.1026 | 40.8091 | 40.1026 | 40.1026 | 40.1026 | 41.2619 | 41.2619 | 41.2619 | 35.1396 | 25.7208 | 25.7208 | 30.3577 | 34.1162 | 37.9019 | 34.1162 | 31.6981 | 895.4989
2021-03-22 | 30.3577 | 29.3343 | 29.3343 | 32.9389 | 32.9389 | 30.3577 | 35.846 | 40.1026 | 46.2475 | 41.2619 | 45.9713 | 54.7019 | 56.2506 | 56.314 | 55.1457 | 52.4377 | 49.6121 | 49.6121 | 49.6121 | 46.2475 | 45.5185 | 45.9713 | 45.5185 | 45.5185 | 1047.1517
2021-03-23 | 45.9713 | 46.2475 | 50.0649 | 50.5087 | 52.4377 | 52.8906 | 52.4377 | 52.4377 | 53.1668 | 55.2091 | 56.6038 | 56.6038 | 56.6038 | 56.6038 | 56.6038 | 56.6038 | 56.6038 | 56.6038 | 56.6038 | 56.6038 | 56.6038 | 56.6038 | 56.6038 | 56.6038 | 1303.8249
2021-03-24 | 56.6038 | 56.6038 | 55.2091 | 52.4377 | 45.5185 | 40.1026 | 35.1396 | 26.9162 | 29.3343 | 44.8121 | 50.0649 | 52.8906 | 55.2181 | 56.6038 | 56.6038 | 56.6038 | 56.6038 | 56.6038 | 56.6038 | 56.6038 | 56.6038 | 56.6038 | 56.6038 | 53.3343 | 1220.2234
2021-03-25 | 45.9713 | 50.3411 | 49.6121 | 41.2619 | 34.1162 | 34.1162 | 41.2619 | 45.9713 | 50.3411 | 53.1668 | 55.2091 | 56.314 | 56.2506 | 56.323 | 56.6038 | 56.6038 | 56.314 | 56.083 | 56.083 | 56.2506 | 56.083 | 55.2181 | 56.314 | 56.323 | 1232.1328
2021-03-26 | 56.083 | 56.314 | 56.314 | 45.9713 | 35.1396 | 28.157 | 29.3343 | 34.1162 | 35.846 | 41.2619 | 52.8906 | 56.323 | 56.6038 | 56.6038 | 56.6038 | 56.6038 | 55.2091 | 50.5087 | 49.6121 | 45.9713 | 39.0792 | 32.9389 | 29.3343 | 29.3343 | 1086.154
2021-03-27 | 29.3343 | 32.9389 | 37.9019 | 41.2619 | 45.5185 | 46.2475 | 49.6121 | 50.5087 | 52.4377 | 50.0649 | 45.5185 | 45.5185 | 49.6121 | 50.0649 | 49.6121 | 45.5185 | 49.6121 | 56.2506 | 56.6038 | 56.6038 | 56.6038 | 56.6038 | 56.6038 | 56.6038 | 1167.1562
2021-03-28 | 56.6038 | 56.6038 | 56.6038 | 56.6038 | 56.6038 | 56.6038 | 56.6038 | 56.6038 | 56.6038 | 56.6038 | 56.6038 | 56.6038 | 55.1457 | 55.1457 | 52.4377 | 45.5185 | 54.7019 | 56.6038 | 56.6038 | 56.6038 | 56.6038 | 56.6038 | 56.6038 | 56.6038 | 1338.4211
2021-03-29 | 56.6038 | 56.6038 | 56.6038 | 56.6038 | 56.6038 | 56.6038 | 56.6038 | 56.6038 | 56.6038 | 56.6038 | 56.6038 | 56.6038 | 55.2091 | 46.2475 | 25.7208 | 8.2642 | 6.0906 | 20.5132 | 49.6121 | 56.6038 | 56.6038 | 56.6038 | 56.6038 | 56.6038 | 1173.9215
2021-03-30 | 56.6038 | 56.6038 | 56.6038 | 56.6038 | 56.6038 | 56.6038 | 56.6038 | 56.6038 | 56.6038 | 56.6038 | 56.6038 | 56.6038 | 56.6038 | 56.314 | 55.1457 | 50.3411 | 35.846 | 14.3909 | 4.3155 | 6.634 | 15.9396 | 31.6981 | 41.2619 | 45.9713 | 1093.7072
2021-03-31 | 46.2475 | 46.2475 | 49.6121 | 50.5087 | 55.1457 | 56.6038 | 56.6038 | 56.6038 | 56.6038 | 56.6038 | 56.6038 | 56.6038 | 56.323 | 55.1457 | 52.4377 | 46.2475 | 44.8121 | 41.2619 | 40.1026 | 40.8091 | 37.9019 | 35.1396 | 26.9162 | 17.7691 | 1138.8543
2021-04-01 | 10.1117 | 7.1774 | 6.634 | 6.0906 | 4.7592 | 3.8717 | 4.7592 | 5.203 | 3.5004 | 1.7253 | 0.85585 | 0 | 0 | 0 | 0 | 0 | 0 | 0 | 0.56604 | 2.3864 | 4.3155 | 6.634 | 10.1117 | 15.9396 | 94.6415
2021-04-02 | 23.9909 | 32.9389 | 37.9019 | 35.846 | 39.0792 | 37.9019 | 35.846 | 30.3577 | 30.3577 | 29.3343 | 28.157 | 29.3343 | 26.9162 | 21.5547 | 16.8543 | 15.9396 | 18.6838 | 25.1683 | 30.3577 | 26.9162 | 18.6838 | 14.3909 | 11.4158 | 10.1117 | 628.0392
2021-04-03 | 11.4158 | 15.9396 | 23.9909 | 29.3343 | 32.9389 | 35.1396 | 35.1396 | 32.9389 | 31.6981 | 30.3577 | 29.3343 | 26.9162 | 29.3343 | 32.9389 | 35.1396 | 34.1162 | 34.1162 | 31.6981 | 35.1396 | 40.1026 | 40.8091 | 41.2619 | 45.9713 | 45.9713 | 781.7434
2021-04-04 | 45.5185 | 46.2475 | 56.323 | 56.6038 | 56.6038 | 56.6038 | 56.6038 | 56.6038 | 56.6038 | 56.6038 | 56.6038 | 0 | 0 | 56.6038 | 56.6038 | 56.6038 | 56.6038 | 56.6038 | 56.6038 | 56.6038 | 56.6038 | 56.6038 | 56.6038 | 56.6038 | 1223.5608
2021-04-05 | 56.6038 | 56.6038 | 56.6038 | 56.6038 | 56.6038 | 56.6038 | 56.6038 | 56.6038 | 56.6038 | 56.6038 | 56.6038 | 56.6038 | 56.6038 | 56.6038 | 56.6038 | 56.6038 | 56.6038 | 56.6038 | 56.6038 | 56.6038 | 56.6038 | 56.6038 | 56.6038 | 56.6038 | 1358.4906
2021-04-06 | 56.6038 | 56.6038 | 56.6038 | 56.6038 | 56.6038 | 56.6038 | 56.6038 | 56.6038 | 56.6038 | 56.6038 | 56.6038 | 56.6038 | 56.6038 | 56.6038 | 56.6038 | 56.6038 | 56.6038 | 56.6038 | 56.6038 | 56.6038 | 56.6038 | 56.6038 | 56.6038 | 56.6038 | 1358.4906
2021-04-07 | 56.6038 | 56.6038 | 56.323 | 56.6038 | 56.323 | 55.2091 | 52.8906 | 50.3411 | 50.0649 | 45.9713 | 41.2619 | 37.9019 | 34.1162 | 29.3343 | 25.7208 | 21.5547 | 16.8543 | 12.8423 | 11.4158 | 10.7638 | 15.1653 | 25.7208 | 39.0792 | 50.0649 | 908.7306
2021-04-08 | 56.323 | 56.6038 | 56.6038 | 56.6038 | 56.6038 | 56.6038 | 56.6038 | 56.6038 | 56.6038 | 56.6038 | 56.6038 | 56.6038 | 56.6038 | 56.6038 | 56.6038 | 56.6038 | 56.6038 | 56.6038 | 56.6038 | 56.6038 | 56.6038 | 56.6038 | 56.6038 | 56.6038 | 1358.2098
2021-04-09 | 56.6038 | 56.6038 | 56.6038 | 56.6038 | 56.6038 | 56.314 | 54.9781 | 54.7019 | 56.314 | 56.323 | 56.323 | 56.314 | 55.2181 | 55.1457 | 54.9781 | 53.3343 | 52.4377 | 45.5185 | 37.9019 | 32.9389 | 30.3577 | 28.157 | 28.157 | 26.9162 | 1175.3479
2021-04-10 | 23.9909 | 23.9909 | 23.9909 | 23.9909 | 25.1683 | 25.1683 | 23.9909 | 21.5547 | 23.9909 | 25.1683 | 23.9909 | 22.7502 | 21.5547 | 21.5547 | 22.7502 | 23.9909 | 22.7502 | 19.5985 | 18.6838 | 19.5985 | 17.7691 | 15.1653 | 13.6166 | 13.6166 | 518.3955
2021-04-11 | 15.1653 | 16.8543 | 18.6838 | 19.5985 | 19.5985 | 20.5132 | 19.5985 | 17.7691 | 16.8543 | 15.9396 | 14.3909 | 12.8423 | 11.4158 | 10.7638 | 10.1117 | 11.4158 | 11.4158 | 11.4158 | 12.0679 | 13.6166 | 14.3909 | 14.3909 | 15.1653 | 16.8543 | 360.8332
2021-04-12 | 18.6838 | 20.5132 | 21.5547 | 20.5132 | 19.5985 | 18.6838 | 16.8543 | 13.6166 | 12.0679 | 10.7638 | 9.4596 | 8.8075 | 9.4596 | 10.7638 | 12.0679 | 11.4158 | 10.7638 | 10.1117 | 10.1117 | 9.4596 | 7.7208 | 6.0906 | 5.6468 | 4.7592 | 299.4883
2021-04-13 | 4.7592 | 4.3155 | 3.8717 | 3.1291 | 2.3864 | 1.7253 | 0.56604 | 0 | 0 | 0 | 0 | 0 | 0 | 0 | 0 | 0 | 0 | 0 | 0 | 0.56604 | 0.56604 | 0 | 0 | 0.85585 | 22.7411
2021-04-14 | 1.1457 | 1.4355 | 1.4355 | 1.4355 | 1.4355 | 1.7253 | 2.3864 | 2.0151 | 1.7253 | 1.4355 | 0 | 0 | 0 | 0 | 0 | 0 | 0 | 0 | 0 | 0 | 0 | 1.4355 | 2.7577 | 3.5004 | 23.8687
2021-04-15 | 3.8717 | 3.1291 | 1.7253 | 0.56604 | 0 | 0 | 0.85585 | 0.85585 | 2.0151 | 3.8717 | 3.8717 | 3.5004 | 3.1291 | 3.1291 | 3.1291 | 3.8717 | 6.0906 | 10.1117 | 15.1653 | 21.5547 | 26.9162 | 30.3577 | 32.9389 | 34.1162 | 214.7728
2021-04-16 | 34.1162 | 34.1162 | 31.6981 | 28.157 | 26.9162 | 26.9162 | 19.5985 | 11.4158 | 12.0679 | 16.8543 | 14.3909 | 10.7638 | 8.2642 | 6.0906 | 4.3155 | 3.1291 | 2.3864 | 2.3864 | 3.5004 | 5.6468 | 7.1774 | 6.0906 | 4.3155 | 3.1291 | 323.443
2021-04-17 | 2.7577 | 2.3864 | 1.7253 | 2.3864 | 5.203 | 7.7208 | 8.2642 | 4.7592 | 5.6468 | 6.0906 | 5.6468 | 4.7592 | 5.203 | 6.634 | 9.4596 | 11.4158 | 12.0679 | 13.6166 | 18.6838 | 25.7208 | 32.9389 | 35.846 | 37.9019 | 39.0792 | 305.914
2021-04-18 | 41.2619 | 39.0792 | 37.9019 | 37.9019 | 35.846 | 35.1396 | 32.9389 | 31.6981 | 30.3577 | 28.157 | 25.7208 | 22.7502 | 18.6838 | 15.1653 | 12.0679 | 8.8075 | 7.7208 | 6.634 | 8.8075 | 11.4158 | 15.1653 | 19.5985 | 20.5132 | 19.5985 | 562.9313
2021-04-19 | 17.7691 | 18.6838 | 20.5132 | 22.7502 | 23.9909 | 22.7502 | 20.5132 | 18.6838 | 25.1683 | 29.3343 | 31.6981 | 29.3343 | 25.7208 | 21.5547 | 16.8543 | 12.8423 | 8.8075 | 6.0906 | 5.6468 | 5.6468 | 6.0906 | 7.1774 | 10.1117 | 13.6166 | 421.3494
2021-04-20 | 13.6166 | 15.9396 | 17.7691 | 20.5132 | 22.7502 | 20.5132 | 18.6838 | 25.7208 | 31.6981 | 32.9389 | 30.3577 | 32.9389 | 37.9019 | 41.2619 | 46.2475 | 52.8906 | 55.1457 | 55.2181 | 55.1457 | 53.1668 | 50.3411 | 45.5185 | 40.1026 | 35.1396 | 851.52
2021-04-21 | 29.3343 | 22.7502 | 17.7691 | 14.3909 | 12.0679 | 9.4596 | 5.203 | 2.0151 | 0 | 0 | 0 | 0 | 0 | 0 | 0 | 0 | 0 | 0 | 0 | 1.7253 | 2.0151 | 0.85585 | 0 | 0 | 117.5864
2021-04-22 | 0 | 0 | 0 | 0 | 0 | 0 | 0 | 0 | 0 | 0 | 0 | 0 | 0 | 0.85585 | 1.4355 | 1.7253 | 2.0151 | 1.7253 | 1.4355 | 2.0151 | 2.0151 | 1.1457 | 0 | 0 | 14.3683
2021-04-23 | 0 | 0 | 0 | 0 | 0 | 0 | 0 | 0 | 0 | 0 | 0 | 0 | 0 | 1.7253 | 3.1291 | 5.203 | 8.8075 | 15.1653 | 20.5132 | 26.9162 | 29.3343 | 29.3343 | 25.7208 | 20.5132 | 186.3623
2021-04-24 | 15.9396 | 11.4158 | 8.2642 | 6.634 | 5.6468 | 5.203 | 3.5004 | 3.8717 | 4.3155 | 4.3155 | 3.5004 | 3.5004 | 3.1291 | 3.5004 | 4.3155 | 6.634 | 9.4596 | 12.0679 | 15.1653 | 16.8543 | 17.7691 | 15.9396 | 12.8423 | 11.4158 | 205.2
2021-04-25 | 10.7638 | 8.8075 | 6.0906 | 5.203 | 4.7592 | 4.3155 | 2.7577 | 2.3864 | 2.7577 | 2.7577 | 1.7253 | 1.4355 | 0 | 0 | 0 | 0 | 0 | 0 | 0 | 0 | 0 | 0 | 0 | 0 | 53.76
2021-04-26 | 0.56604 | 4.3155 | 8.8075 | 12.0679 | 14.3909 | 14.3909 | 10.1117 | 6.634 | 13.6166 | 25.1683 | 26.9162 | 25.1683 | 17.7691 | 13.6166 | 12.0679 | 12.0679 | 13.6166 | 14.3909 | 12.0679 | 12.8423 | 18.6838 | 29.3343 | 40.8091 | 49.6121 | 409.0325
2021-04-27 | 55.2091 | 56.6038 | 56.6038 | 56.6038 | 56.6038 | 56.6038 | 56.323 | 56.323 | 55.1457 | 52.8906 | 50.3411 | 46.2475 | 44.8121 | 39.0792 | 34.1162 | 30.3577 | 26.9162 | 25.1683 | 22.7502 | 21.5547 | 26.9162 | 29.3343 | 31.6981 | 34.1162 | 1022.3185
2021-04-28 | 35.1396 | 35.1396 | 34.1162 | 32.9389 | 30.3577 | 28.157 | 23.9909 | 21.5547 | 18.6838 | 16.8543 | 15.9396 | 14.3909 | 12.8423 | 11.4158 | 9.4596 | 8.8075 | 8.2642 | 8.2642 | 8.2642 | 7.7208 | 7.7208 | 7.7208 | 8.8075 | 10.1117 | 416.6626
2021-04-29 | 11.4158 | 12.8423 | 15.9396 | 18.6838 | 21.5547 | 25.1683 | 30.3577 | 35.1396 | 39.0792 | 41.2619 | 44.8121 | 45.5185 | 46.2475 | 49.6121 | 49.6121 | 49.6121 | 49.6121 | 49.6121 | 45.5185 | 41.2619 | 39.0792 | 35.1396 | 30.3577 | 23.9909 | 851.4294
2021-04-30 | 20.5132 | 17.7691 | 16.8543 | 15.9396 | 15.9396 | 15.1653 | 12.0679 | 11.4158 | 8.8075 | 7.1774 | 6.634 | 6.0906 | 6.0906 | 6.0906 | 6.634 | 7.1774 | 7.1774 | 7.1774 | 6.0906 | 5.203 | 4.3155 | 3.1291 | 1.7253 | 1.1457 | 216.3306
2021-05-01 | 0 | 0 | 0 | 0 | 0 | 0 | 0 | 0 | 0 | 0 | 0 | 0 | 0 | 0 | 0 | 1.1457 | 1.1457 | 1.1457 | 0.85585 | 0.85585 | 0 | 0 | 0 | 0 | 5.1487
2021-05-02 | 0 | 0 | 0 | 0 | 0 | 0 | 0 | 0 | 0 | 0 | 0 | 0 | 0 | 0 | 0.56604 | 0.85585 | 0.56604 | 0 | 0 | 0 | 0 | 0 | 0 | 0 | 1.9879
2021-05-03 | 0 | 0 | 0 | 0 | 0 | 0 | 1.4355 | 4.3155 | 8.8075 | 14.3909 | 22.7502 | 32.9389 | 41.2619 | 49.6121 | 53.1668 | 55.2181 | 56.6038 | 56.6038 | 56.323 | 56.314 | 56.323 | 56.6038 | 56.6038 | 56.6038 | 735.8762
2021-05-04 | 56.6038 | 56.6038 | 56.6038 | 56.6038 | 56.6038 | 56.6038 | 56.6038 | 56.6038 | 56.6038 | 56.6038 | 56.6038 | 56.6038 | 56.6038 | 56.6038 | 56.6038 | 56.6038 | 56.6038 | 56.6038 | 56.6038 | 56.6038 | 56.6038 | 56.323 | 56.2506 | 55.2181 | 1356.4709
2021-05-05 | 55.1457 | 54.9781 | 52.8906 | 53.3343 | 54.9781 | 55.1457 | 56.083 | 56.323 | 56.323 | 56.083 | 54.9781 | 53.3343 | 52.8906 | 52.4377 | 50.5087 | 52.4377 | 52.8906 | 52.8906 | 50.3411 | 50.3411 | 50.5087 | 54.7019 | 52.4377 | 50.3411 | 1282.3245
2021-05-06 | 45.5185 | 32.9389 | 20.5132 | 19.5985 | 31.6981 | 44.8121 | 50.3411 | 50.0649 | 52.8906 | 52.8906 | 49.6121 | 41.2619 | 40.1026 | 40.1026 | 41.2619 | 41.2619 | 40.1026 | 37.9019 | 34.1162 | 31.6981 | 30.3577 | 29.3343 | 28.157 | 25.7208 | 912.2581
2021-05-07 | 25.1683 | 26.9162 | 30.3577 | 32.9389 | 34.1162 | 31.6981 | 30.3577 | 30.3577 | 28.157 | 25.1683 | 22.7502 | 20.5132 | 19.5985 | 17.7691 | 15.9396 | 13.6166 | 10.7638 | 7.1774 | 5.203 | 4.3155 | 3.1291 | 2.7577 | 1.4355 | 0 | 440.2053
2021-05-08 | 0 | 0 | 0 | 2.0151 | 7.1774 | 14.3909 | 25.1683 | 35.846 | 49.6121 | 52.8906 | 55.1457 | 56.323 | 56.6038 | 56.6038 | 56.6038 | 56.6038 | 56.6038 | 56.6038 | 56.6038 | 56.6038 | 55.2181 | 45.5185 | 25.7208 | 10.7638 | 888.6204
2021-05-09 | 3.8717 | 0.85585 | 0 | 0.56604 | 2.3864 | 4.7592 | 7.7208 | 10.7638 | 11.4158 | 8.2642 | 4.7592 | 1.4355 | 0.56604 | 2.3864 | 6.0906 | 10.1117 | 12.0679 | 12.0679 | 14.3909 | 17.7691 | 25.1683 | 29.3343 | 30.3577 | 28.157 | 245.2664
2021-05-10 | 25.7208 | 22.7502 | 15.9396 | 12.8423 | 11.4158 | 7.7208 | 3.5004 | 2.3864 | 5.203 | 6.0906 | 9.4596 | 11.4158 | 10.1117 | 8.2642 | 6.634 | 4.7592 | 3.1291 | 2.3864 | 2.0151 | 2.3864 | 2.3864 | 2.3864 | 3.5004 | 5.203 | 187.6075
2021-05-11 | 5.6468 | 5.6468 | 6.634 | 7.1774 | 8.2642 | 8.8075 | 6.634 | 8.2642 | 16.8543 | 34.1162 | 40.8091 | 41.2619 | 41.2619 | 41.2619 | 35.846 | 25.1683 | 13.6166 | 6.0906 | 1.7253 | 0 | 0.85585 | 3.1291 | 5.6468 | 7.7208 | 372.4392
2021-05-12 | 9.4596 | 10.1117 | 10.7638 | 12.0679 | 12.8423 | 13.6166 | 13.6166 | 14.3909 | 21.5547 | 35.1396 | 45.5185 | 52.4377 | 53.3343 | 54.7019 | 54.7019 | 53.3343 | 53.1668 | 50.3411 | 45.9713 | 45.5185 | 41.2619 | 41.2619 | 41.2619 | 41.2619 | 827.6377
2021-05-13 | 40.1026 | 35.846 | 31.6981 | 29.3343 | 28.157 | 26.9162 | 26.9162 | 26.9162 | 26.9162 | 26.9162 | 26.9162 | 25.1683 | 21.5547 | 18.6838 | 15.9396 | 12.8423 | 10.7638 | 8.2642 | 6.0906 | 4.7592 | 3.8717 | 2.7577 | 2.0151 | 1.4355 | 460.7819
2021-05-14 | 2.0151 | 3.1291 | 4.7592 | 6.0906 | 6.634 | 6.634 | 5.203 | 4.3155 | 4.3155 | 3.8717 | 3.1291 | 2.0151 | 1.7253 | 1.4355 | 1.7253 | 3.1291 | 4.7592 | 6.634 | 7.1774 | 4.7592 | 2.0151 | 0 | 0 | 0 | 85.4717
2021-05-15 | 0 | 0 | 0 | 0 | 0 | 0 | 0 | 0 | 0 | 0 | 0 | 0 | 0 | 0 | 0 | 0.56604 | 1.1457 | 1.7253 | 1.7253 | 0.85585 | 0 | 0 | 0 | 0 | 6.0181
2021-05-16 | 0 | 0 | 0 | 0 | 0 | 0 | 0 | 0 | 0 | 0 | 0 | 0 | 0 | 0 | 0 | 1.1457 | 3.1291 | 5.6468 | 7.1774 | 8.2642 | 8.2642 | 6.634 | 4.7592 | 2.3864 | 47.4068
2021-05-17 | 0 | 0 | 0 | 0 | 0 | 0 | 0 | 0 | 0 | 0 | 0 | 0 | 0 | 0 | 0 | 0 | 0 | 0 | 0.85585 | 0.85585 | 0 | 0 | 0 | 0 | 1.7117
2021-05-18 | 1.1457 | 3.5004 | 6.0906 | 7.7208 | 7.1774 | 5.203 | 3.5004 | 2.7577 | 2.0151 | 1.4355 | 1.1457 | 1.1457 | 1.4355 | 1.4355 | 1.1457 | 1.1457 | 1.7253 | 2.7577 | 4.3155 | 4.7592 | 5.6468 | 6.0906 | 7.1774 | 7.7208 | 88.1932
2021-05-19 | 8.8075 | 9.4596 | 8.8075 | 7.7208 | 6.0906 | 4.7592 | 3.5004 | 2.3864 | 2.0151 | 2.3864 | 2.3864 | 2.3864 | 1.7253 | 1.4355 | 1.1457 | 0.85585 | 1.4355 | 2.0151 | 2.3864 | 2.7577 | 3.8717 | 4.7592 | 5.6468 | 6.634 | 95.3751
2021-05-20 | 8.2642 | 10.7638 | 15.9396 | 22.7502 | 26.9162 | 26.9162 | 28.157 | 35.1396 | 40.1026 | 45.5185 | 50.5087 | 54.7019 | 56.083 | 56.6038 | 56.6038 | 56.6038 | 56.6038 | 56.6038 | 56.323 | 56.314 | 56.6038 | 56.6038 | 56.6038 | 56.6038 | 1043.8325
2021-05-21 | 56.6038 | 56.6038 | 56.6038 | 56.6038 | 56.6038 | 56.6038 | 56.6038 | 56.6038 | 56.6038 | 56.6038 | 56.6038 | 56.6038 | 56.6038 | 56.6038 | 56.6038 | 56.6038 | 56.6038 | 56.6038 | 56.6038 | 55.2091 | 53.1668 | 52.8906 | 52.4377 | 52.4377 | 1341.6136
2021-05-22 | 50.3411 | 50.3411 | 50.3411 | 50.0649 | 45.9713 | 44.8121 | 44.8121 | 40.8091 | 37.9019 | 32.9389 | 28.157 | 25.1683 | 25.1683 | 25.1683 | 23.9909 | 22.7502 | 18.6838 | 15.1653 | 11.4158 | 8.8075 | 6.634 | 3.8717 | 1.4355 | 0 | 664.7502
2021-05-23 | 0 | 0 | 0 | 1.1457 | 5.203 | 10.7638 | 13.6166 | 17.7691 | 20.5132 | 21.5547 | 23.9909 | 28.157 | 35.1396 | 41.2619 | 46.2475 | 52.4377 | 54.7019 | 53.3343 | 52.8906 | 52.8906 | 52.4377 | 49.6121 | 44.8121 | 40.8091 | 719.2891
2021-05-24 | 40.8091 | 45.5185 | 50.3411 | 53.1668 | 54.9781 | 55.1457 | 55.1457 | 55.2091 | 55.1457 | 54.7019 | 52.4377 | 50.0649 | 49.6121 | 45.9713 | 45.5185 | 41.2619 | 39.0792 | 34.1162 | 28.157 | 25.7208 | 30.3577 | 34.1162 | 34.1162 | 34.1162 | 1064.8075
2021-05-25 | 34.1162 | 28.157 | 25.1683 | 25.1683 | 23.9909 | 18.6838 | 17.7691 | 21.5547 | 21.5547 | 20.5132 | 19.5985 | 16.8543 | 13.6166 | 13.6166 | 15.9396 | 19.5985 | 23.9909 | 25.7208 | 25.7208 | 25.1683 | 25.1683 | 30.3577 | 31.6981 | 28.157 | 551.8823
2021-05-26 | 26.9162 | 25.1683 | 25.7208 | 26.9162 | 25.7208 | 23.9909 | 20.5132 | 22.7502 | 21.5547 | 25.1683 | 31.6981 | 35.1396 | 35.846 | 35.846 | 34.1162 | 32.9389 | 31.6981 | 29.3343 | 25.7208 | 20.5132 | 14.3909 | 10.7638 | 8.8075 | 8.8075 | 600.0408
2021-05-27 | 8.8075 | 8.8075 | 7.1774 | 4.7592 | 2.0151 | 0 | 0 | 0 | 0 | 0 | 0 | 0 | 0 | 0 | 0 | 0 | 0 | 0 | 0 | 1.4355 | 7.7208 | 11.4158 | 10.1117 | 6.634 | 68.8845
2021-05-28 | 4.3155 | 3.1291 | 2.7577 | 2.3864 | 2.3864 | 2.0151 | 2.7577 | 4.7592 | 6.0906 | 6.0906 | 6.0906 | 5.6468 | 6.634 | 8.2642 | 10.7638 | 13.6166 | 15.9396 | 18.6838 | 19.5985 | 19.5985 | 18.6838 | 17.7691 | 15.9396 | 14.3909 | 228.3079
2021-05-29 | 11.4158 | 8.2642 | 6.0906 | 4.7592 | 3.8717 | 2.3864 | 0.85585 | 0.56604 | 0 | 0 | 0 | 0 | 0 | 0 | 0 | 0 | 0 | 0 | 0 | 1.4355 | 2.0151 | 2.0151 | 1.1457 | 0 | 44.8211
2021-05-30 | 0 | 0 | 0 | 0 | 0 | 0 | 0 | 0 | 0 | 0 | 0 | 0.85585 | 2.0151 | 3.8717 | 5.203 | 6.0906 | 5.6468 | 5.203 | 5.6468 | 7.1774 | 10.1117 | 14.3909 | 15.9396 | 15.9396 | 98.0921
2021-05-31 | 14.3909 | 12.0679 | 10.1117 | 8.2642 | 7.7208 | 6.0906 | 3.5004 | 2.7577 | 4.7592 | 6.0906 | 8.2642 | 12.0679 | 17.7691 | 28.157 | 39.0792 | 45.9713 | 49.6121 | 45.5185 | 45.5185 | 45.5185 | 45.5185 | 49.6121 | 46.2475 | 41.2619 | 595.8702
2021-06-01 | 35.846 | 32.9389 | 32.9389 | 34.1162 | 32.9389 | 28.157 | 23.9909 | 23.9909 | 25.1683 | 21.5547 | 13.6166 | 7.1774 | 3.1291 | 1.7253 | 0 | 0 | 0 | 0 | 2.0151 | 5.203 | 6.634 | 7.7208 | 8.2642 | 10.1117 | 357.2377
2021-06-02 | 10.7638 | 11.4158 | 12.8423 | 14.3909 | 14.3909 | 10.7638 | 9.4596 | 12.8423 | 19.5985 | 26.9162 | 35.846 | 40.8091 | 41.2619 | 44.8121 | 45.5185 | 46.2475 | 50.3411 | 50.3411 | 45.9713 | 41.2619 | 40.8091 | 40.1026 | 35.846 | 34.1162 | 736.6687
2021-06-03 | 34.1162 | 32.9389 | 31.6981 | 30.3577 | 31.6981 | 29.3343 | 32.9389 | 34.1162 | 37.9019 | 40.1026 | 40.1026 | 41.2619 | 41.2619 | 41.2619 | 40.8091 | 37.9019 | 35.846 | 35.1396 | 35.846 | 39.0792 | 44.8121 | 45.9713 | 45.5185 | 35.846 | 895.8611
2021-06-04 | 28.157 | 22.7502 | 20.5132 | 16.8543 | 15.9396 | 15.1653 | 18.6838 | 23.9909 | 23.9909 | 22.7502 | 20.5132 | 18.6838 | 15.9396 | 13.6166 | 8.2642 | 4.7592 | 1.4355 | 0 | 0 | 0 | 0 | 0 | 0 | 0 | 292.0075
2021-06-05 | 0 | 0 | 0 | 0 | 0 | 0 | 0 | 0 | 0 | 0 | 0 | 0 | 0 | 0 | 0 | 0 | 0 | 0 | 0 | 0 | 0 | 0.85585 | 2.7577 | 6.0906 | 9.7042
2021-06-06 | 9.4596 | 11.4158 | 10.7638 | 10.1117 | 10.7638 | 12.8423 | 15.1653 | 13.6166 | 11.4158 | 8.8075 | 6.0906 | 3.8717 | 1.4355 | 0 | 0 | 0 | 0 | 0 | 0 | 0.85585 | 5.6468 | 9.4596 | 9.4596 | 8.2642 | 159.446
2021-06-07 | 7.7208 | 7.1774 | 7.1774 | 6.634 | 5.203 | 3.5004 | 2.3864 | 1.4355 | 0.85585 | 0 | 0 | 0.56604 | 0.56604 | 0 | 0 | 0 | 0 | 0.56604 | 1.4355 | 2.0151 | 3.1291 | 4.3155 | 6.0906 | 8.2642 | 69.0385
2021-06-08 | 10.7638 | 10.1117 | 7.7208 | 6.634 | 7.1774 | 6.634 | 5.203 | 6.0906 | 11.4158 | 13.6166 | 15.9396 | 19.5985 | 18.6838 | 20.5132 | 22.7502 | 20.5132 | 15.1653 | 9.4596 | 4.7592 | 4.3155 | 8.2642 | 15.9396 | 25.1683 | 30.3577 | 316.7955
2021-06-09 | 30.3577 | 28.157 | 25.1683 | 28.157 | 29.3343 | 29.3343 | 26.9162 | 28.157 | 25.7208 | 29.3343 | 30.3577 | 31.6981 | 29.3343 | 28.157 | 30.3577 | 35.1396 | 34.1162 | 30.3577 | 35.1396 | 32.9389 | 35.846 | 41.2619 | 44.8121 | 45.5185 | 765.6725
2021-06-10 | 45.5185 | 44.8121 | 44.8121 | 45.9713 | 49.6121 | 46.2475 | 49.6121 | 54.9781 | 56.6038 | 56.6038 | 56.323 | 55.2181 | 55.2091 | 55.2181 | 53.3343 | 53.3343 | 50.5087 | 49.6121 | 46.2475 | 46.2475 | 49.6121 | 50.0649 | 50.5087 | 53.3343 | 1219.5442
2021-06-11 | 55.2091 | 55.2091 | 54.9781 | 52.8906 | 49.6121 | 46.2475 | 50.3411 | 53.1668 | 54.9781 | 55.1457 | 53.3343 | 54.9781 | 55.1457 | 56.2506 | 56.6038 | 56.6038 | 56.6038 | 56.6038 | 56.6038 | 56.083 | 55.1457 | 54.9781 | 55.1457 | 56.2506 | 1308.1087
2021-06-12 | 56.083 | 55.2181 | 56.314 | 56.323 | 56.6038 | 56.6038 | 56.6038 | 56.6038 | 56.6038 | 56.6038 | 56.6038 | 56.6038 | 56.6038 | 56.6038 | 56.6038 | 54.9781 | 49.6121 | 37.9019 | 22.7502 | 11.4158 | 8.2642 | 13.6166 | 21.5547 | 28.157 | 1094.8302
2021-06-13 | 34.1162 | 34.1162 | 40.1026 | 45.5185 | 45.5185 | 44.8121 | 50.3411 | 53.3343 | 56.2506 | 56.6038 | 56.6038 | 56.6038 | 56.6038 | 56.6038 | 56.6038 | 56.6038 | 53.1668 | 45.5185 | 37.9019 | 34.1162 | 29.3343 | 29.3343 | 40.8091 | 46.2475 | 1116.7653
2021-06-14 | 49.6121 | 49.6121 | 52.4377 | 53.1668 | 55.2091 | 56.323 | 56.6038 | 56.6038 | 56.6038 | 56.6038 | 56.6038 | 56.6038 | 56.6038 | 56.6038 | 56.6038 | 56.6038 | 56.6038 | 56.6038 | 56.6038 | 56.323 | 53.3343 | 50.3411 | 46.2475 | 40.8091 | 1299.2649
2021-06-15 | 37.9019 | 34.1162 | 28.157 | 21.5547 | 13.6166 | 7.1774 | 3.8717 | 1.4355 | 1.4355 | 4.3155 | 8.8075 | 12.8423 | 15.9396 | 19.5985 | 25.7208 | 32.9389 | 37.9019 | 45.5185 | 50.3411 | 50.3411 | 50.3411 | 40.8091 | 34.1162 | 29.3343 | 608.1328
2021-06-16 | 21.5547 | 13.6166 | 9.4596 | 10.1117 | 12.8423 | 12.0679 | 21.5547 | 35.846 | 41.2619 | 45.5185 | 46.2475 | 50.0649 | 50.3411 | 52.8906 | 52.8906 | 50.3411 | 45.9713 | 40.1026 | 30.3577 | 20.5132 | 15.9396 | 14.3909 | 11.4158 | 9.4596 | 714.7608
2021-06-17 | 8.2642 | 7.1774 | 6.634 | 7.1774 | 7.1774 | 4.3155 | 6.634 | 8.2642 | 7.7208 | 6.634 | 5.203 | 3.8717 | 3.1291 | 2.0151 | 1.4355 | 1.7253 | 2.3864 | 3.1291 | 3.8717 | 4.3155 | 6.634 | 10.7638 | 15.9396 | 23.9909 | 158.4091
2021-06-18 | 29.3343 | 25.7208 | 22.7502 | 20.5132 | 17.7691 | 15.9396 | 12.8423 | 10.7638 | 8.2642 | 5.6468 | 2.0151 | 0 | 0 | 0 | 0 | 0 | 2.3864 | 8.8075 | 17.7691 | 23.9909 | 25.1683 | 21.5547 | 19.5985 | 19.5985 | 310.4332
2021-06-19 | 20.5132 | 21.5547 | 21.5547 | 19.5985 | 17.7691 | 15.1653 | 15.1653 | 14.3909 | 12.8423 | 12.0679 | 11.4158 | 11.4158 | 12.8423 | 16.8543 | 22.7502 | 26.9162 | 29.3343 | 31.6981 | 35.1396 | 40.1026 | 39.0792 | 40.1026 | 34.1162 | 26.9162 | 549.3057
2021-06-20 | 21.5547 | 17.7691 | 15.9396 | 12.0679 | 6.634 | 2.3864 | 0 | 0 | 0 | 0 | 0 | 3.5004 | 8.2642 | 13.6166 | 19.5985 | 26.9162 | 30.3577 | 31.6981 | 31.6981 | 31.6981 | 30.3577 | 29.3343 | 30.3577 | 30.3577 | 394.1072
2021-06-21 | 34.1162 | 40.1026 | 40.8091 | 39.0792 | 34.1162 | 30.3577 | 28.157 | 29.3343 | 30.3577 | 31.6981 | 35.846 | 41.2619 | 45.9713 | 49.6121 | 49.6121 | 45.5185 | 41.2619 | 35.846 | 29.3343 | 25.1683 | 20.5132 | 17.7691 | 15.1653 | 12.8423 | 803.8506
2021-06-22 | 10.7638 | 9.4596 | 8.2642 | 6.634 | 4.7592 | 3.5004 | 2.3864 | 0.85585 | 0.85585 | 1.4355 | 1.7253 | 2.3864 | 3.1291 | 4.3155 | 6.0906 | 8.2642 | 11.4158 | 13.6166 | 14.3909 | 15.1653 | 23.9909 | 26.9162 | 25.7208 | 22.7502 | 228.7925
2021-06-23 | 19.5985 | 21.5547 | 22.7502 | 22.7502 | 22.7502 | 19.5985 | 15.1653 | 13.6166 | 12.0679 | 12.0679 | 13.6166 | 15.1653 | 16.8543 | 15.9396 | 12.8423 | 9.4596 | 6.634 | 3.8717 | 1.4355 | 0 | 1.4355 | 3.5004 | 6.634 | 10.1117 | 299.4204
2021-06-24 | 12.8423 | 16.8543 | 21.5547 | 28.157 | 31.6981 | 28.157 | 31.6981 | 40.8091 | 41.2619 | 37.9019 | 34.1162 | 30.3577 | 28.157 | 31.6981 | 44.8121 | 55.1457 | 56.6038 | 56.6038 | 56.6038 | 56.6038 | 56.2506 | 56.083 | 56.314 | 56.323 | 966.6068
2021-06-25 | 56.323 | 56.6038 | 56.6038 | 56.6038 | 56.6038 | 56.6038 | 56.6038 | 56.6038 | 56.6038 | 56.6038 | 56.6038 | 56.6038 | 56.6038 | 56.323 | 56.2506 | 55.2181 | 55.2091 | 55.1457 | 53.1668 | 50.0649 | 46.2475 | 45.5185 | 40.8091 | 35.1396 | 1284.6611
2021-06-26 | 30.3577 | 28.157 | 25.7208 | 20.5132 | 12.8423 | 9.4596 | 6.634 | 4.3155 | 2.7577 | 1.7253 | 0 | 0 | 0 | 0 | 0 | 0 | 0 | 0 | 0 | 0.85585 | 0 | 0 | 0 | 0 | 143.3389
2021-06-27 | 0 | 0 | 2.0151 | 3.5004 | 3.5004 | 2.3864 | 2.7577 | 2.7577 | 2.3864 | 2.0151 | 1.7253 | 0.85585 | 0 | 0 | 0 | 0 | 0 | 0 | 0 | 0 | 0 | 0 | 0 | 0 | 23.9004
2021-06-28 | 0 | 0 | 0 | 0.56604 | 0.56604 | 0 | 0 | 0 | 0 | 0 | 0 | 0 | 1.4355 | 3.8717 | 5.6468 | 5.6468 | 5.6468 | 6.634 | 6.634 | 6.634 | 6.0906 | 8.8075 | 12.8423 | 13.6166 | 84.6385
2021-06-29 | 10.7638 | 9.4596 | 8.8075 | 8.2642 | 5.6468 | 4.7592 | 4.3155 | 3.5004 | 2.7577 | 1.1457 | 0 | 0.85585 | 2.7577 | 3.8717 | 4.3155 | 4.3155 | 5.203 | 6.634 | 8.8075 | 8.8075 | 9.4596 | 8.8075 | 6.0906 | 3.5004 | 132.8468
2021-06-30 | 2.0151 | 1.7253 | 2.3864 | 2.7577 | 3.1291 | 3.5004 | 3.5004 | 3.1291 | 2.3864 | 2.0151 | 2.0151 | 2.3864 | 2.7577 | 2.7577 | 2.0151 | 1.4355 | 1.1457 | 0.85585 | 1.4355 | 2.3864 | 3.8717 | 4.3155 | 3.8717 | 3.5004 | 61.2951
2021-07-01 | 2.3864 | 1.4355 | 0.56604 | 0 | 0 | 0 | 0 | 0 | 0.56604 | 1.4355 | 2.3864 | 3.5004 | 3.8717 | 4.3155 | 4.7592 | 4.7592 | 4.7592 | 5.6468 | 6.634 | 6.0906 | 5.203 | 3.5004 | 1.4355 | 0 | 63.2513
2021-07-02 | 0 | 0 | 0 | 0 | 0 | 0 | 0 | 0 | 0 | 0 | 1.7253 | 2.7577 | 3.5004 | 4.3155 | 4.7592 | 5.6468 | 7.7208 | 9.4596 | 12.0679 | 12.8423 | 10.1117 | 6.634 | 3.5004 | 1.7253 | 86.7668
2021-07-03 | 1.7253 | 2.7577 | 4.7592 | 7.1774 | 9.4596 | 7.1774 | 4.3155 | 4.3155 | 5.203 | 5.203 | 6.0906 | 8.2642 | 11.4158 | 15.9396 | 20.5132 | 25.1683 | 30.3577 | 37.9019 | 40.1026 | 35.846 | 39.0792 | 39.0792 | 39.0792 | 39.0792 | 440.0106
2021-07-04 | 37.9019 | 35.846 | 37.9019 | 35.846 | 31.6981 | 26.9162 | 34.1162 | 35.846 | 35.1396 | 32.9389 | 32.9389 | 37.9019 | 41.2619 | 41.2619 | 41.2619 | 41.2619 | 41.2619 | 40.8091 | 35.1396 | 26.9162 | 22.7502 | 21.5547 | 19.5985 | 18.6838 | 806.7532
2021-07-05 | 18.6838 | 17.7691 | 18.6838 | 22.7502 | 25.1683 | 25.1683 | 25.7208 | 32.9389 | 35.846 | 39.0792 | 40.8091 | 44.8121 | 45.5185 | 45.9713 | 45.5185 | 45.5185 | 44.8121 | 41.2619 | 35.846 | 32.9389 | 32.9389 | 29.3343 | 25.1683 | 17.7691 | 790.0257
2021-07-06 | 12.0679 | 8.2642 | 6.634 | 9.4596 | 12.0679 | 10.1117 | 6.634 | 3.5004 | 2.0151 | 2.0151 | 2.0151 | 3.5004 | 6.0906 | 10.7638 | 16.8543 | 17.7691 | 14.3909 | 9.4596 | 6.0906 | 7.7208 | 14.3909 | 25.7208 | 30.3577 | 31.6981 | 269.5925
2021-07-07 | 35.1396 | 37.9019 | 35.846 | 39.0792 | 39.0792 | 32.9389 | 39.0792 | 41.2619 | 41.2619 | 40.1026 | 35.846 | 35.1396 | 34.1162 | 32.9389 | 34.1162 | 35.1396 | 35.1396 | 34.1162 | 31.6981 | 26.9162 | 25.1683 | 25.1683 | 26.9162 | 26.9162 | 821.0264
2021-07-08 | 25.1683 | 25.1683 | 23.9909 | 21.5547 | 18.6838 | 14.3909 | 10.7638 | 9.4596 | 8.2642 | 7.1774 | 5.203 | 3.1291 | 1.1457 | 0 | 0 | 0 | 0 | 0 | 0 | 0 | 0.56604 | 0.85585 | 0.56604 | 0 | 176.0875
2021-07-09 | 0 | 0 | 0 | 0 | 0 | 0 | 0.85585 | 1.7253 | 2.7577 | 3.1291 | 3.1291 | 3.1291 | 3.1291 | 3.1291 | 2.7577 | 2.7577 | 3.5004 | 5.203 | 8.2642 | 10.7638 | 10.7638 | 10.7638 | 10.1117 | 8.8075 | 94.6777
2021-07-10 | 7.7208 | 7.1774 | 7.1774 | 7.1774 | 7.7208 | 6.634 | 5.6468 | 6.0906 | 5.6468 | 4.7592 | 3.1291 | 2.0151 | 2.3864 | 4.3155 | 7.7208 | 12.0679 | 15.1653 | 16.8543 | 15.1653 | 12.0679 | 9.4596 | 7.7208 | 6.0906 | 4.3155 | 184.2249
2021-07-11 | 2.3864 | 0 | 0 | 0 | 0 | 0 | 0 | 0 | 0 | 0 | 0 | 0 | 0 | 0 | 0.56604 | 2.3864 | 3.8717 | 4.7592 | 4.3155 | 2.3864 | 1.1457 | 0 | 0 | 0 | 21.8174
2021-07-12 | 0 | 0 | 0 | 0 | 0 | 0 | 0 | 0 | 0 | 0 | 0 | 0 | 0.85585 | 2.3864 | 3.8717 | 6.0906 | 7.7208 | 8.8075 | 7.7208 | 6.0906 | 5.203 | 3.8717 | 3.1291 | 2.0151 | 57.763
2021-07-13 | 1.4355 | 1.1457 | 0.56604 | 0 | 0 | 0 | 0 | 0 | 0 | 0 | 1.1457 | 1.7253 | 2.3864 | 3.1291 | 3.8717 | 4.7592 | 5.203 | 4.7592 | 4.7592 | 4.7592 | 5.203 | 4.7592 | 2.0151 | 0 | 51.6226
2021-07-14 | 0 | 0 | 0 | 0 | 0 | 0 | 0 | 0 | 1.4355 | 2.3864 | 4.7592 | 8.8075 | 14.3909 | 22.7502 | 30.3577 | 37.9019 | 45.5185 | 50.3411 | 52.8906 | 54.7019 | 55.1457 | 56.083 | 56.083 | 54.7019 | 548.2551
2021-07-15 | 52.8906 | 49.6121 | 41.2619 | 40.8091 | 35.1396 | 30.3577 | 28.157 | 19.5985 | 12.8423 | 8.2642 | 5.6468 | 4.3155 | 3.1291 | 2.3864 | 1.7253 | 1.1457 | 0 | 0 | 0 | 0 | 0 | 0 | 4.3155 | 11.4158 | 353.0128
2021-07-16 | 16.8543 | 18.6838 | 19.5985 | 22.7502 | 26.9162 | 25.1683 | 32.9389 | 40.8091 | 50.3411 | 54.7019 | 56.083 | 56.6038 | 56.6038 | 56.6038 | 56.6038 | 56.6038 | 56.6038 | 56.6038 | 56.6038 | 56.323 | 56.2506 | 55.1457 | 50.0649 | 45.5185 | 1080.9781
2021-07-17 | 45.5185 | 45.5185 | 45.5185 | 44.8121 | 45.5185 | 45.5185 | 55.2181 | 56.6038 | 56.6038 | 56.6038 | 56.6038 | 56.6038 | 56.6038 | 56.6038 | 56.6038 | 56.6038 | 56.6038 | 56.6038 | 56.6038 | 56.314 | 55.1457 | 55.1457 | 52.8906 | 49.6121 | 1275.9758
2021-07-18 | 40.8091 | 31.6981 | 25.7208 | 23.9909 | 20.5132 | 15.1653 | 12.8423 | 14.3909 | 15.9396 | 15.9396 | 15.1653 | 13.6166 | 12.8423 | 12.0679 | 10.1117 | 8.8075 | 7.1774 | 5.203 | 3.8717 | 1.7253 | 0 | 0 | 0 | 0 | 307.5985
2021-07-19 | 0 | 0 | 0 | 0 | 0 | 0 | 0 | 0 | 0.85585 | 2.0151 | 2.3864 | 2.7577 | 3.1291 | 3.8717 | 5.203 | 7.7208 | 11.4158 | 14.3909 | 13.6166 | 8.8075 | 3.8717 | 2.3864 | 2.0151 | 2.7577 | 87.2015
2021-07-20 | 3.8717 | 5.6468 | 6.0906 | 6.634 | 6.0906 | 4.7592 | 4.3155 | 4.7592 | 4.3155 | 3.1291 | 2.0151 | 1.1457 | 0.56604 | 0 | 0.56604 | 1.1457 | 2.0151 | 2.3864 | 2.3864 | 2.3864 | 2.0151 | 1.4355 | 0 | 0 | 67.6755
2021-07-21 | 0 | 0 | 0 | 0 | 0 | 0 | 0 | 0 | 0 | 0 | 0 | 0 | 0 | 0 | 0 | 0 | 0 | 0 | 0 | 0 | 0.56604 | 0 | 0 | 0 | 0.56604
2021-07-22 | 0 | 1.1457 | 1.7253 | 1.7253 | 1.1457 | 0 | 0 | 0 | 0 | 0 | 0 | 0 | 0 | 0 | 0 | 0 | 0 | 0 | 0.85585 | 1.7253 | 3.1291 | 3.1291 | 2.7577 | 2.0151 | 19.354
2021-07-23 | 1.1457 | 0 | 0 | 0 | 0 | 0 | 0 | 0.56604 | 0.85585 | 0.85585 | 0.85585 | 0.85585 | 0.85585 | 0.85585 | 1.4355 | 2.0151 | 2.3864 | 3.1291 | 3.8717 | 3.8717 | 3.8717 | 3.5004 | 3.5004 | 3.5004 | 37.9291
2021-07-24 | 3.1291 | 2.7577 | 2.3864 | 2.0151 | 1.7253 | 1.7253 | 2.0151 | 2.7577 | 3.5004 | 3.1291 | 3.5004 | 4.3155 | 3.8717 | 3.1291 | 1.4355 | 0.85585 | 1.7253 | 3.8717 | 8.2642 | 12.0679 | 10.7638 | 7.7208 | 4.7592 | 1.7253 | 93.1472
2021-07-25 | 0 | 0 | 0 | 0 | 0 | 1.4355 | 2.3864 | 3.1291 | 3.1291 | 3.5004 | 4.7592 | 6.634 | 8.8075 | 11.4158 | 12.8423 | 13.6166 | 12.0679 | 10.7638 | 9.4596 | 8.2642 | 7.7208 | 6.634 | 6.634 | 6.634 | 139.834
2021-07-26 | 6.0906 | 5.203 | 5.6468 | 5.6468 | 4.3155 | 2.7577 | 1.4355 | 1.4355 | 2.0151 | 3.1291 | 3.8717 | 3.8717 | 3.5004 | 2.7577 | 3.1291 | 3.8717 | 3.8717 | 3.5004 | 2.7577 | 2.3864 | 2.3864 | 3.1291 | 3.5004 | 4.3155 | 84.5253
2021-07-27 | 5.6468 | 6.0906 | 6.0906 | 5.6468 | 4.7592 | 2.0151 | 0 | 0 | 0 | 0 | 0 | 0 | 0.85585 | 2.7577 | 5.6468 | 8.8075 | 12.0679 | 15.9396 | 18.6838 | 19.5985 | 17.7691 | 18.6838 | 25.7208 | 29.3343 | 206.1147
2021-07-28 | 28.157 | 25.7208 | 25.7208 | 26.9162 | 26.9162 | 26.9162 | 28.157 | 34.1162 | 40.1026 | 41.2619 | 41.2619 | 41.2619 | 39.0792 | 35.1396 | 32.9389 | 30.3577 | 28.157 | 25.1683 | 20.5132 | 18.6838 | 17.7691 | 17.7691 | 15.9396 | 13.6166 | 681.6408
2021-07-29 | 13.6166 | 15.1653 | 19.5985 | 22.7502 | 25.1683 | 25.1683 | 25.7208 | 29.3343 | 31.6981 | 32.9389 | 31.6981 | 30.3577 | 29.3343 | 26.9162 | 23.9909 | 20.5132 | 16.8543 | 13.6166 | 10.7638 | 8.8075 | 9.4596 | 10.7638 | 10.1117 | 9.4596 | 493.8068
2021-07-30 | 8.8075 | 8.2642 | 7.7208 | 7.1774 | 5.6468 | 3.8717 | 2.0151 | 0.85585 | 0 | 0 | 0 | 1.1457 | 2.7577 | 5.203 | 8.2642 | 10.7638 | 12.8423 | 13.6166 | 13.6166 | 13.6166 | 12.8423 | 12.8423 | 12.8423 | 14.3909 | 179.1034
2021-07-31 | 15.9396 | 19.5985 | 22.7502 | 22.7502 | 22.7502 | 26.9162 | 28.157 | 28.157 | 26.9162 | 25.7208 | 25.1683 | 23.9909 | 21.5547 | 22.7502 | 23.9909 | 25.1683 | 26.9162 | 28.157 | 28.157 | 26.9162 | 28.157 | 28.157 | 26.9162 | 25.7208 | 601.3766
2021-08-01 | 23.9909 | 22.7502 | 22.7502 | 23.9909 | 23.9909 | 21.5547 | 22.7502 | 21.5547 | 19.5985 | 16.8543 | 14.3909 | 12.8423 | 12.0679 | 11.4158 | 12.0679 | 13.6166 | 15.9396 | 16.8543 | 15.9396 | 13.6166 | 10.1117 | 7.7208 | 5.6468 | 4.7592 | 386.7758
2021-08-02 | 4.3155 | 4.7592 | 4.7592 | 4.7592 | 3.8717 | 2.3864 | 1.1457 | 0 | 0 | 0 | 0 | 0 | 0 | 0 | 0 | 0 | 0 | 0 | 0 | 1.4355 | 3.5004 | 4.3155 | 3.8717 | 3.1291 | 42.2491
2021-08-03 | 2.0151 | 1.7253 | 1.1457 | 0 | 0 | 0 | 0 | 0 | 0 | 0 | 0 | 0 | 0 | 0 | 0 | 0 | 0 | 0 | 0 | 0 | 0 | 0 | 0 | 0 | 4.886
2021-08-04 | 0 | 0 | 0 | 0.56604 | 1.4355 | 2.3864 | 2.3864 | 2.7577 | 3.5004 | 4.3155 | 4.7592 | 5.6468 | 5.6468 | 3.8717 | 2.0151 | 1.1457 | 0 | 0 | 0 | 1.1457 | 4.3155 | 6.634 | 7.1774 | 7.1774 | 66.883
2021-08-05 | 7.7208 | 9.4596 | 10.7638 | 11.4158 | 14.3909 | 15.1653 | 14.3909 | 15.9396 | 20.5132 | 19.5985 | 20.5132 | 23.9909 | 28.157 | 31.6981 | 35.1396 | 41.2619 | 46.2475 | 50.5087 | 54.7019 | 54.9781 | 52.4377 | 52.4377 | 53.1668 | 54.9781 | 739.5758
2021-08-06 | 52.8906 | 50.5087 | 53.1668 | 54.7019 | 50.5087 | 50.5087 | 53.1668 | 56.083 | 56.6038 | 56.6038 | 56.6038 | 56.6038 | 56.6038 | 56.6038 | 56.6038 | 56.6038 | 56.6038 | 55.2091 | 52.4377 | 50.0649 | 46.2475 | 45.9713 | 45.5185 | 46.2475 | 1272.6657
2021-08-07 | 50.0649 | 50.0649 | 49.6121 | 45.5185 | 41.2619 | 35.846 | 28.157 | 22.7502 | 19.5985 | 19.5985 | 23.9909 | 30.3577 | 39.0792 | 41.2619 | 45.5185 | 45.5185 | 44.8121 | 41.2619 | 39.0792 | 40.1026 | 39.0792 | 37.9019 | 34.1162 | 32.9389 | 897.4913
2021-08-08 | 30.3577 | 28.157 | 26.9162 | 25.7208 | 25.1683 | 21.5547 | 16.8543 | 18.6838 | 19.5985 | 18.6838 | 16.8543 | 15.1653 | 12.8423 | 10.1117 | 7.7208 | 6.634 | 6.0906 | 5.6468 | 5.203 | 4.7592 | 4.3155 | 2.7577 | 1.7253 | 2.0151 | 333.5366
2021-08-09 | 3.1291 | 4.7592 | 6.0906 | 7.1774 | 7.7208 | 8.2642 | 7.1774 | 6.0906 | 5.6468 | 4.3155 | 3.8717 | 3.8717 | 3.5004 | 3.8717 | 4.3155 | 5.203 | 6.0906 | 8.2642 | 8.8075 | 8.8075 | 10.1117 | 10.7638 | 12.0679 | 12.0679 | 161.9864
2021-08-10 | 12.0679 | 11.4158 | 10.7638 | 8.8075 | 6.634 | 5.203 | 3.5004 | 2.7577 | 2.0151 | 1.7253 | 1.4355 | 0.85585 | 0 | 0 | 0 | 0 | 0 | 0 | 0 | 0 | 0 | 0 | 1.7253 | 3.5004 | 72.4075
2021-08-11 | 6.0906 | 9.4596 | 14.3909 | 17.7691 | 21.5547 | 25.1683 | 25.7208 | 29.3343 | 32.9389 | 30.3577 | 30.3577 | 37.9019 | 45.9713 | 49.6121 | 45.5185 | 26.9162 | 12.0679 | 12.0679 | 25.1683 | 37.9019 | 39.0792 | 34.1162 | 30.3577 | 25.1683 | 664.9902
2021-08-12 | 19.5985 | 15.9396 | 11.4158 | 5.6468 | 1.4355 | 0 | 0 | 0 | 4.3155 | 14.3909 | 25.7208 | 34.1162 | 39.0792 | 44.8121 | 49.6121 | 50.5087 | 50.0649 | 49.6121 | 49.6121 | 45.5185 | 41.2619 | 40.8091 | 34.1162 | 25.1683 | 652.7547
2021-08-13 | 21.5547 | 25.7208 | 29.3343 | 32.9389 | 35.846 | 41.2619 | 45.5185 | 45.9713 | 46.2475 | 52.8906 | 55.2181 | 56.2506 | 55.2181 | 52.8906 | 49.6121 | 49.6121 | 50.0649 | 49.6121 | 49.6121 | 52.4377 | 53.1668 | 55.2091 | 56.083 | 55.2091 | 1117.4808
2021-08-14 | 54.9781 | 53.3343 | 52.8906 | 50.5087 | 49.6121 | 46.2475 | 44.8121 | 44.8121 | 41.2619 | 35.846 | 31.6981 | 25.7208 | 22.7502 | 20.5132 | 20.5132 | 22.7502 | 21.5547 | 17.7691 | 12.8423 | 10.1117 | 9.4596 | 10.7638 | 12.0679 | 13.6166 | 726.4347
2021-08-15 | 16.8543 | 19.5985 | 22.7502 | 25.1683 | 21.5547 | 19.5985 | 19.5985 | 21.5547 | 19.5985 | 15.9396 | 13.6166 | 14.3909 | 15.9396 | 20.5132 | 26.9162 | 35.1396 | 41.2619 | 45.5185 | 41.2619 | 41.2619 | 45.5185 | 45.5185 | 45.9713 | 45.9713 | 681.0158
2021-08-16 | 49.6121 | 50.3411 | 50.0649 | 49.6121 | 46.2475 | 41.2619 | 35.1396 | 29.3343 | 23.9909 | 17.7691 | 15.1653 | 13.6166 | 12.0679 | 12.0679 | 14.3909 | 15.9396 | 15.1653 | 13.6166 | 12.8423 | 14.3909 | 18.6838 | 20.5132 | 19.5985 | 18.6838 | 610.1162
2021-08-17 | 20.5132 | 18.6838 | 21.5547 | 25.1683 | 28.157 | 25.7208 | 23.9909 | 35.1396 | 41.2619 | 44.8121 | 44.8121 | 45.5185 | 45.5185 | 45.5185 | 45.5185 | 46.2475 | 49.6121 | 49.6121 | 45.9713 | 41.2619 | 44.8121 | 46.2475 | 41.2619 | 44.8121 | 921.7268
2021-08-18 | 45.9713 | 46.2475 | 50.3411 | 54.7019 | 56.323 | 56.6038 | 56.6038 | 56.6038 | 56.6038 | 56.6038 | 56.6038 | 56.6038 | 56.323 | 53.3343 | 46.2475 | 40.8091 | 32.9389 | 25.1683 | 17.7691 | 13.6166 | 10.7638 | 7.7208 | 5.6468 | 4.3155 | 964.4649
2021-08-19 | 3.8717 | 3.5004 | 3.1291 | 3.1291 | 2.7577 | 1.4355 | 0 | 0 | 0 | 0 | 0 | 0 | 0 | 0 | 0 | 0 | 1.1457 | 2.7577 | 4.3155 | 5.6468 | 6.0906 | 5.203 | 5.203 | 5.6468 | 53.8325
2021-08-20 | 6.0906 | 7.1774 | 8.2642 | 8.8075 | 10.1117 | 11.4158 | 11.4158 | 11.4158 | 12.0679 | 12.0679 | 12.8423 | 14.3909 | 15.9396 | 18.6838 | 21.5547 | 25.7208 | 28.157 | 31.6981 | 35.846 | 39.0792 | 41.2619 | 39.0792 | 35.846 | 37.9019 | 496.8362
2021-08-21 | 40.8091 | 41.2619 | 40.8091 | 34.1162 | 25.1683 | 17.7691 | 11.4158 | 6.0906 | 3.5004 | 2.3864 | 1.4355 | 0.56604 | 0 | 0 | 0 | 0 | 0 | 0 | 0 | 0 | 0 | 0 | 0 | 0 | 225.3283
2021-08-22 | 0 | 0 | 1.4355 | 2.0151 | 2.3864 | 2.7577 | 2.7577 | 1.4355 | 0 | 0 | 0 | 0 | 0 | 0 | 0 | 0 | 0 | 0 | 0 | 0 | 0 | 0 | 0 | 1.1457 | 13.9336
2021-08-23 | 0.85585 | 0 | 0 | 0.56604 | 1.1457 | 0.56604 | 0 | 0 | 0 | 0 | 0 | 0 | 0 | 0 | 0 | 0 | 0 | 0 | 0 | 0.85585 | 1.7253 | 1.4355 | 0 | 0 | 7.1502
2021-08-24 | 0 | 0 | 0 | 0 | 0 | 0 | 0 | 0 | 0 | 0 | 0 | 0 | 0 | 0 | 0 | 1.4355 | 3.5004 | 5.6468 | 7.7208 | 7.1774 | 4.7592 | 1.7253 | 0 | 0.56604 | 32.5313
2021-08-25 | 2.0151 | 4.3155 | 7.7208 | 12.0679 | 15.9396 | 19.5985 | 16.8543 | 15.1653 | 19.5985 | 22.7502 | 20.5132 | 18.6838 | 16.8543 | 15.1653 | 15.1653 | 15.9396 | 17.7691 | 17.7691 | 15.9396 | 14.3909 | 14.3909 | 12.8423 | 10.7638 | 8.2642 | 350.477
2021-08-26 | 6.634 | 5.6468 | 4.7592 | 4.3155 | 4.3155 | 5.203 | 5.203 | 4.3155 | 3.8717 | 3.1291 | 2.3864 | 1.4355 | 1.1457 | 0.85585 | 0.85585 | 1.7253 | 3.5004 | 5.203 | 7.7208 | 8.8075 | 7.7208 | 5.203 | 2.7577 | 1.1457 | 97.8566
2021-08-27 | 0 | 0 | 0 | 0 | 0 | 0 | 0 | 0 | 0 | 0.56604 | 0 | 0 | 0 | 0 | 0 | 0 | 0.56604 | 0.85585 | 1.7253 | 2.7577 | 2.7577 | 2.7577 | 2.3864 | 1.7253 | 16.0981
2021-08-28 | 0.85585 | 0 | 0 | 0 | 0 | 0 | 0 | 0 | 0 | 0 | 0 | 0 | 0 | 0 | 0 | 1.7253 | 3.5004 | 5.203 | 6.634 | 7.1774 | 9.4596 | 14.3909 | 17.7691 | 17.7691 | 84.4845
2021-08-29 | 17.7691 | 16.8543 | 16.8543 | 15.1653 | 12.8423 | 11.4158 | 8.2642 | 6.634 | 5.203 | 4.7592 | 5.203 | 5.6468 | 6.634 | 7.1774 | 7.1774 | 7.1774 | 7.1774 | 7.7208 | 7.7208 | 7.7208 | 7.1774 | 6.0906 | 4.7592 | 3.5004 | 206.6445
2021-08-30 | 2.7577 | 2.3864 | 2.3864 | 2.7577 | 3.8717 | 4.7592 | 5.6468 | 6.634 | 7.7208 | 7.7208 | 7.7208 | 7.1774 | 6.0906 | 6.0906 | 6.634 | 7.1774 | 8.2642 | 9.4596 | 10.7638 | 12.0679 | 11.4158 | 8.2642 | 5.6468 | 3.8717 | 157.286
2021-08-31 | 3.8717 | 5.203 | 7.1774 | 9.4596 | 11.4158 | 13.6166 | 13.6166 | 13.6166 | 13.6166 | 11.4158 | 9.4596 | 8.2642 | 7.7208 | 7.7208 | 7.7208 | 8.2642 | 8.8075 | 10.1117 | 13.6166 | 17.7691 | 20.5132 | 20.5132 | 17.7691 | 14.3909 | 275.6513
2021-09-01 | 12.8423 | 13.6166 | 15.1653 | 17.7691 | 20.5132 | 25.1683 | 25.1683 | 23.9909 | 22.7502 | 18.6838 | 15.1653 | 12.8423 | 12.0679 | 10.7638 | 10.1117 | 9.4596 | 9.4596 | 8.8075 | 8.8075 | 9.4596 | 8.8075 | 6.634 | 3.5004 | 1.1457 | 322.7004
2021-09-02 | 0 | 0 | 0 | 0 | 0 | 0 | 0 | 0 | 0 | 0 | 0 | 0 | 0 | 0 | 0 | 0 | 0 | 0 | 0.56604 | 2.0151 | 2.3864 | 1.7253 | 1.1457 | 0.56604 | 8.4045
2021-09-03 | 0 | 0 | 0 | 0 | 0.56604 | 0 | 0 | 0 | 0 | 0 | 0 | 0 | 0 | 0 | 0.56604 | 1.7253 | 3.1291 | 4.3155 | 6.0906 | 6.0906 | 5.6468 | 4.7592 | 4.3155 | 3.8717 | 41.0762
2021-09-04 | 3.8717 | 3.8717 | 3.5004 | 3.5004 | 3.5004 | 3.5004 | 3.5004 | 3.1291 | 2.7577 | 2.3864 | 1.7253 | 1.7253 | 1.7253 | 2.0151 | 2.7577 | 3.5004 | 3.8717 | 4.3155 | 4.7592 | 5.203 | 6.0906 | 7.7208 | 9.4596 | 12.0679 | 100.4558
2021-09-05 | 14.3909 | 17.7691 | 19.5985 | 18.6838 | 16.8543 | 16.8543 | 15.9396 | 12.0679 | 12.0679 | 13.6166 | 12.8423 | 12.0679 | 10.7638 | 6.634 | 3.1291 | 3.5004 | 3.1291 | 3.5004 | 5.203 | 7.1774 | 8.2642 | 8.8075 | 8.2642 | 7.7208 | 258.8468
2021-09-06 | 7.1774 | 7.1774 | 6.634 | 4.7592 | 3.5004 | 2.0151 | 1.4355 | 0.56604 | 1.1457 | 1.7253 | 2.3864 | 3.5004 | 5.203 | 7.7208 | 9.4596 | 10.1117 | 10.7638 | 13.6166 | 21.5547 | 23.9909 | 25.7208 | 29.3343 | 30.3577 | 30.3577 | 260.2143
2021-09-07 | 32.9389 | 34.1162 | 31.6981 | 29.3343 | 22.7502 | 18.6838 | 13.6166 | 8.8075 | 13.6166 | 16.8543 | 15.9396 | 13.6166 | 11.4158 | 9.4596 | 7.1774 | 4.3155 | 1.4355 | 0 | 0 | 0 | 0 | 0 | 0 | 0 | 285.7766
2021-09-08 | 0 | 0 | 0 | 0 | 0 | 0 | 0 | 0 | 0 | 0 | 0 | 0 | 0 | 0 | 0 | 0 | 0 | 5.203 | 12.0679 | 18.6838 | 20.5132 | 18.6838 | 15.1653 | 12.8423 | 103.1592
2021-09-09 | 11.4158 | 12.0679 | 18.6838 | 25.1683 | 28.157 | 30.3577 | 29.3343 | 25.7208 | 28.157 | 26.9162 | 25.7208 | 25.1683 | 21.5547 | 20.5132 | 18.6838 | 17.7691 | 17.7691 | 16.8543 | 17.7691 | 18.6838 | 17.7691 | 15.1653 | 12.0679 | 9.4596 | 490.9268
2021-09-10 | 7.1774 | 3.8717 | 1.7253 | 0 | 0 | 0 | 0 | 0 | 0 | 0 | 0 | 0 | 0 | 0 | 0 | 0 | 0 | 0 | 0 | 0 | 0 | 0 | 0 | 0 | 12.7743
2021-09-11 | 0.85585 | 1.1457 | 1.7253 | 2.3864 | 3.5004 | 6.634 | 10.1117 | 12.0679 | 22.7502 | 32.9389 | 41.2619 | 49.6121 | 52.4377 | 54.7019 | 54.7019 | 53.1668 | 49.6121 | 40.1026 | 32.9389 | 31.6981 | 32.9389 | 34.1162 | 35.1396 | 30.3577 | 686.9026
2021-09-12 | 26.9162 | 22.7502 | 17.7691 | 16.8543 | 16.8543 | 16.8543 | 17.7691 | 16.8543 | 16.8543 | 13.6166 | 8.2642 | 4.3155 | 2.7577 | 2.0151 | 1.1457 | 0.56604 | 0 | 0 | 0 | 0 | 0 | 0 | 0 | 0 | 202.157
2021-09-13 | 1.1457 | 2.3864 | 3.5004 | 4.3155 | 5.6468 | 6.634 | 7.7208 | 6.634 | 8.2642 | 8.8075 | 7.7208 | 6.0906 | 4.7592 | 3.5004 | 2.3864 | 1.7253 | 1.4355 | 2.7577 | 5.6468 | 9.4596 | 12.8423 | 13.6166 | 14.3909 | 15.1653 | 156.5525
2021-09-14 | 14.3909 | 13.6166 | 12.0679 | 9.4596 | 6.634 | 3.8717 | 2.7577 | 1.4355 | 0 | 0 | 0 | 0 | 0 | 0 | 0 | 0 | 0 | 0 | 0 | 0 | 0 | 0 | 0 | 0 | 64.234
2021-09-15 | 0 | 0 | 0 | 0 | 0 | 0 | 0 | 0 | 0 | 0 | 0 | 0 | 0 | 0 | 0 | 0 | 0 | 0 | 0 | 0 | 0 | 0 | 0 | 2.7577 | 2.7577
2021-09-16 | 7.7208 | 13.6166 | 17.7691 | 18.6838 | 19.5985 | 17.7691 | 14.3909 | 8.2642 | 6.0906 | 3.8717 | 1.4355 | 0 | 0 | 0.85585 | 2.0151 | 3.5004 | 6.0906 | 12.8423 | 22.7502 | 28.157 | 29.3343 | 31.6981 | 34.1162 | 35.846 | 336.4166
2021-09-17 | 35.846 | 37.9019 | 40.1026 | 37.9019 | 39.0792 | 40.1026 | 40.8091 | 41.2619 | 40.1026 | 44.8121 | 46.2475 | 45.9713 | 45.9713 | 41.2619 | 30.3577 | 20.5132 | 14.3909 | 8.2642 | 6.634 | 7.1774 | 7.7208 | 6.634 | 4.3155 | 3.1291 | 686.5087
2021-09-18 | 2.3864 | 1.7253 | 1.1457 | 2.0151 | 3.1291 | 4.7592 | 5.6468 | 4.7592 | 3.5004 | 3.1291 | 2.7577 | 2.3864 | 1.7253 | 1.7253 | 1.7253 | 1.1457 | 0.56604 | 1.1457 | 3.1291 | 5.203 | 7.1774 | 8.8075 | 8.2642 | 6.634 | 84.5887
2021-09-19 | 7.1774 | 5.6468 | 3.5004 | 2.0151 | 1.1457 | 1.4355 | 3.5004 | 5.6468 | 4.7592 | 6.0906 | 8.8075 | 11.4158 | 12.8423 | 15.1653 | 17.7691 | 15.9396 | 10.7638 | 6.634 | 4.3155 | 2.0151 | 2.0151 | 3.1291 | 5.203 | 7.7208 | 164.6536
2021-09-20 | 8.8075 | 9.4596 | 10.1117 | 12.8423 | 17.7691 | 21.5547 | 28.157 | 30.3577 | 39.0792 | 45.9713 | 50.0649 | 54.7019 | 56.2506 | 56.6038 | 56.314 | 55.1457 | 54.7019 | 54.7019 | 54.7019 | 53.3343 | 53.1668 | 53.3343 | 54.7019 | 53.3343 | 985.1683
2021-09-21 | 49.6121 | 49.6121 | 46.2475 | 45.5185 | 40.8091 | 32.9389 | 37.9019 | 45.5185 | 50.3411 | 56.323 | 56.6038 | 56.6038 | 56.6038 | 56.6038 | 56.6038 | 56.6038 | 56.6038 | 56.6038 | 56.6038 | 56.6038 | 56.6038 | 56.6038 | 56.6038 | 56.6038 | 1247.2755
2021-09-22 | 56.6038 | 56.6038 | 56.6038 | 56.6038 | 56.6038 | 56.6038 | 56.6038 | 56.6038 | 54.9781 | 55.2181 | 55.1457 | 50.5087 | 50.3411 | 46.2475 | 49.6121 | 49.6121 | 45.5185 | 45.9713 | 50.0649 | 52.8906 | 55.2181 | 56.6038 | 56.6038 | 56.6038 | 1283.9683
2021-09-23 | 56.6038 | 56.6038 | 56.6038 | 56.6038 | 56.6038 | 56.6038 | 56.6038 | 56.6038 | 56.6038 | 56.6038 | 53.3343 | 40.8091 | 30.3577 | 25.1683 | 22.7502 | 18.6838 | 10.1117 | 5.203 | 10.7638 | 29.3343 | 45.5185 | 55.2181 | 56.6038 | 56.6038 | 1026.4981
2021-09-24 | 56.6038 | 56.6038 | 56.6038 | 56.6038 | 56.6038 | 56.6038 | 56.6038 | 56.6038 | 56.6038 | 56.6038 | 56.6038 | 56.6038 | 56.6038 | 56.6038 | 56.6038 | 56.6038 | 56.6038 | 55.1457 | 50.0649 | 45.5185 | 39.0792 | 37.9019 | 37.9019 | 28.157 | 1256.0332
2021-09-25 | 21.5547 | 22.7502 | 20.5132 | 19.5985 | 18.6838 | 21.5547 | 22.7502 | 22.7502 | 23.9909 | 25.1683 | 31.6981 | 40.8091 | 41.2619 | 40.1026 | 32.9389 | 25.1683 | 19.5985 | 17.7691 | 18.6838 | 19.5985 | 23.9909 | 29.3343 | 35.846 | 45.5185 | 641.6332
2021-09-26 | 45.5185 | 44.8121 | 40.1026 | 44.8121 | 45.9713 | 45.9713 | 45.5185 | 45.5185 | 44.8121 | 50.0649 | 55.2181 | 56.323 | 56.6038 | 56.314 | 53.3343 | 50.0649 | 41.2619 | 39.0792 | 35.1396 | 21.5547 | 8.2642 | 2.0151 | 0.56604 | 4.7592 | 933.6
2021-09-27 | 16.8543 | 22.7502 | 22.7502 | 15.1653 | 6.634 | 2.7577 | 0.56604 | 0 | 0.85585 | 7.1774 | 18.6838 | 23.9909 | 26.9162 | 31.6981 | 45.5185 | 53.1668 | 56.314 | 56.6038 | 56.083 | 53.1668 | 50.0649 | 46.2475 | 45.9713 | 45.5185 | 705.4551
2021-09-28 | 45.5185 | 45.9713 | 49.6121 | 50.0649 | 49.6121 | 49.6121 | 46.2475 | 46.2475 | 46.2475 | 50.5087 | 50.5087 | 50.0649 | 49.6121 | 45.9713 | 40.1026 | 28.157 | 19.5985 | 15.1653 | 7.7208 | 6.0906 | 7.7208 | 8.8075 | 8.2642 | 8.2642 | 825.6906
2021-09-29 | 8.8075 | 8.8075 | 8.8075 | 15.1653 | 26.9162 | 35.846 | 41.2619 | 41.2619 | 39.0792 | 45.9713 | 45.5185 | 41.2619 | 41.2619 | 40.8091 | 40.1026 | 35.1396 | 23.9909 | 19.5985 | 22.7502 | 21.5547 | 15.1653 | 8.8075 | 6.634 | 6.634 | 641.1532
2021-09-30 | 8.8075 | 14.3909 | 22.7502 | 35.1396 | 50.0649 | 56.314 | 56.6038 | 56.6038 | 56.6038 | 53.1668 | 41.2619 | 35.846 | 35.1396 | 39.0792 | 45.5185 | 46.2475 | 50.0649 | 49.6121 | 45.5185 | 35.1396 | 25.1683 | 17.7691 | 10.1117 | 4.3155 | 891.2377
2021-10-01 | 0 | 0 | 2.7577 | 10.1117 | 23.9909 | 35.846 | 35.1396 | 34.1162 | 56.6038 | 56.6038 | 56.6038 | 56.6038 | 56.6038 | 56.6038 | 56.6038 | 56.6038 | 56.6038 | 56.6038 | 56.6038 | 56.6038 | 56.6038 | 56.6038 | 56.6038 | 56.6038 | 1047.6226
2021-10-02 | 56.6038 | 56.083 | 52.8906 | 52.4377 | 52.8906 | 52.8906 | 53.1668 | 52.4377 | 50.0649 | 52.4377 | 45.9713 | 41.2619 | 52.8906 | 56.6038 | 56.6038 | 56.6038 | 56.6038 | 56.083 | 45.9713 | 29.3343 | 14.3909 | 5.203 | 1.1457 | 5.203 | 1055.7736
2021-10-03 | 22.7502 | 41.2619 | 50.5087 | 53.3343 | 53.3343 | 54.7019 | 54.7019 | 52.8906 | 50.5087 | 55.1457 | 56.6038 | 56.6038 | 56.6038 | 56.6038 | 56.6038 | 56.6038 | 56.6038 | 56.6038 | 56.6038 | 56.6038 | 56.6038 | 56.6038 | 56.6038 | 56.6038 | 1281.5909
2021-10-04 | 56.6038 | 56.314 | 55.2181 | 50.5087 | 45.9713 | 45.5185 | 40.8091 | 35.1396 | 28.157 | 26.9162 | 25.7208 | 22.7502 | 18.6838 | 14.3909 | 11.4158 | 7.1774 | 3.5004 | 2.3864 | 1.7253 | 1.4355 | 1.4355 | 2.0151 | 2.3864 | 2.0151 | 558.1947
2021-10-05 | 2.0151 | 2.0151 | 3.5004 | 6.634 | 8.8075 | 12.0679 | 19.5985 | 23.9909 | 25.7208 | 32.9389 | 40.8091 | 45.5185 | 50.0649 | 53.1668 | 55.1457 | 55.1457 | 53.3343 | 52.8906 | 53.1668 | 52.4377 | 49.6121 | 45.9713 | 44.8121 | 45.5185 | 834.883
2021-10-06 | 44.8121 | 41.2619 | 39.0792 | 34.1162 | 26.9162 | 20.5132 | 13.6166 | 7.7208 | 3.8717 | 0.56604 | 0 | 0 | 0 | 0 | 0.85585 | 3.8717 | 10.1117 | 23.9909 | 35.846 | 44.8121 | 52.4377 | 55.2091 | 56.083 | 54.7019 | 570.394
2021-10-07 | 52.4377 | 50.3411 | 46.2475 | 45.9713 | 50.0649 | 50.5087 | 55.1457 | 54.9781 | 46.2475 | 45.5185 | 41.2619 | 45.9713 | 49.6121 | 49.6121 | 45.9713 | 41.2619 | 41.2619 | 37.9019 | 40.1026 | 41.2619 | 40.1026 | 35.846 | 32.9389 | 26.9162 | 1067.4838
2021-10-08 | 15.9396 | 7.7208 | 4.7592 | 3.5004 | 0.56604 | 0 | 0 | 0 | 2.7577 | 3.1291 | 2.7577 | 3.8717 | 6.634 | 10.1117 | 13.6166 | 15.9396 | 15.1653 | 13.6166 | 15.1653 | 16.8543 | 20.5132 | 26.9162 | 29.3343 | 30.3577 | 259.2272
2021-10-09 | 31.6981 | 34.1162 | 34.1162 | 34.1162 | 34.1162 | 32.9389 | 39.0792 | 50.0649 | 50.5087 | 45.5185 | 39.0792 | 35.846 | 25.7208 | 19.5985 | 17.7691 | 15.9396 | 15.1653 | 16.8543 | 23.9909 | 29.3343 | 31.6981 | 31.6981 | 32.9389 | 35.1396 | 757.046
2021-10-10 | 35.846 | 37.9019 | 39.0792 | 40.1026 | 40.8091 | 45.9713 | 50.3411 | 55.1457 | 56.6038 | 56.6038 | 56.6038 | 56.6038 | 56.6038 | 56.6038 | 56.6038 | 56.6038 | 56.6038 | 56.6038 | 56.6038 | 56.6038 | 56.6038 | 55.1457 | 52.4377 | 50.0649 | 1238.6943
2021-10-11 | 45.9713 | 41.2619 | 41.2619 | 41.2619 | 40.1026 | 40.1026 | 40.1026 | 39.0792 | 35.846 | 40.8091 | 45.5185 | 46.2475 | 45.5185 | 40.1026 | 39.0792 | 35.846 | 28.157 | 23.9909 | 21.5547 | 12.8423 | 5.203 | 0.56604 | 0 | 0 | 750.4257
2021-10-12 | 3.8717 | 9.4596 | 13.6166 | 11.4158 | 6.634 | 3.1291 | 0.56604 | 0 | 0 | 0 | 0 | 0 | 0 | 0 | 0 | 0 | 0 | 0 | 0.56604 | 2.3864 | 5.203 | 10.7638 | 18.6838 | 28.157 | 114.4528
2021-10-13 | 40.1026 | 52.8906 | 55.2091 | 55.2091 | 55.1457 | 54.9781 | 55.2091 | 55.2091 | 54.7019 | 53.1668 | 54.9781 | 55.2181 | 56.2506 | 55.2181 | 55.1457 | 53.1668 | 55.2091 | 56.083 | 56.083 | 56.6038 | 56.6038 | 56.6038 | 56.323 | 56.6038 | 1311.9125
2021-10-14 | 56.6038 | 56.6038 | 56.6038 | 56.6038 | 56.6038 | 56.6038 | 56.6038 | 56.6038 | 56.6038 | 56.6038 | 56.6038 | 56.6038 | 56.6038 | 56.6038 | 56.6038 | 56.6038 | 56.6038 | 56.6038 | 56.6038 | 56.6038 | 56.6038 | 56.6038 | 56.323 | 54.7019 | 1356.3079
2021-10-15 | 49.6121 | 45.5185 | 40.8091 | 37.9019 | 35.846 | 35.846 | 35.1396 | 35.1396 | 31.6981 | 28.157 | 29.3343 | 35.1396 | 39.0792 | 41.2619 | 41.2619 | 41.2619 | 40.1026 | 39.0792 | 37.9019 | 35.846 | 35.1396 | 34.1162 | 32.9389 | 31.6981 | 889.8294
2021-10-16 | 30.3577 | 29.3343 | 29.3343 | 26.9162 | 23.9909 | 21.5547 | 21.5547 | 21.5547 | 18.6838 | 15.9396 | 15.9396 | 12.8423 | 8.8075 | 5.203 | 1.4355 | 0 | 0 | 0 | 0 | 0 | 0 | 1.1457 | 3.1291 | 7.1774 | 294.9011
2021-10-17 | 11.4158 | 13.6166 | 15.9396 | 20.5132 | 25.7208 | 35.1396 | 44.8121 | 50.3411 | 50.5087 | 50.0649 | 45.5185 | 44.8121 | 45.9713 | 45.5185 | 44.8121 | 44.8121 | 45.5185 | 45.9713 | 45.9713 | 50.0649 | 50.0649 | 50.3411 | 50.0649 | 49.6121 | 977.126
2021-10-18 | 46.2475 | 46.2475 | 45.5185 | 41.2619 | 40.8091 | 40.8091 | 39.0792 | 30.3577 | 22.7502 | 20.5132 | 25.1683 | 37.9019 | 52.4377 | 52.4377 | 54.9781 | 55.2181 | 56.314 | 56.083 | 46.2475 | 46.2475 | 45.5185 | 40.8091 | 37.9019 | 40.1026 | 1020.96
2021-10-19 | 40.8091 | 39.0792 | 35.846 | 37.9019 | 41.2619 | 39.0792 | 35.846 | 35.1396 | 23.9909 | 15.9396 | 9.4596 | 6.0906 | 8.8075 | 8.8075 | 3.5004 | 4.3155 | 15.1653 | 41.2619 | 56.6038 | 56.6038 | 56.6038 | 56.083 | 53.1668 | 53.1668 | 774.5298
2021-10-20 | 56.6038 | 56.6038 | 56.6038 | 56.6038 | 56.6038 | 56.6038 | 56.6038 | 56.6038 | 56.6038 | 56.6038 | 56.6038 | 56.6038 | 52.8906 | 55.1457 | 55.2181 | 56.323 | 56.323 | 56.6038 | 56.6038 | 56.2506 | 55.1457 | 55.2181 | 56.6038 | 56.6038 | 1348.1751
2021-10-21 | 56.6038 | 56.6038 | 56.6038 | 56.6038 | 56.6038 | 56.6038 | 56.6038 | 56.6038 | 56.6038 | 55.2181 | 56.323 | 56.6038 | 56.6038 | 56.6038 | 56.6038 | 56.6038 | 56.6038 | 56.6038 | 56.6038 | 56.6038 | 56.6038 | 56.6038 | 56.6038 | 56.6038 | 1356.8242
2021-10-22 | 56.6038 | 56.6038 | 56.6038 | 56.6038 | 56.6038 | 56.6038 | 56.083 | 53.3343 | 45.9713 | 35.1396 | 35.1396 | 31.6981 | 26.9162 | 22.7502 | 15.9396 | 10.1117 | 7.1774 | 5.203 | 3.1291 | 2.0151 | 1.4355 | 2.3864 | 6.634 | 12.8423 | 713.5291
2021-10-23 | 18.6838 | 21.5547 | 23.9909 | 28.157 | 34.1162 | 40.1026 | 44.8121 | 45.5185 | 50.5087 | 54.9781 | 56.323 | 56.2506 | 56.314 | 56.6038 | 56.6038 | 56.6038 | 56.6038 | 56.6038 | 56.6038 | 56.6038 | 56.6038 | 56.6038 | 56.6038 | 56.6038 | 1153.9517
2021-10-24 | 56.6038 | 56.6038 | 56.6038 | 56.6038 | 56.2506 | 50.3411 | 44.8121 | 41.2619 | 40.8091 | 35.846 | 35.846 | 45.5185 | 46.2475 | 45.9713 | 45.5185 | 45.5185 | 46.2475 | 50.3411 | 50.5087 | 50.5087 | 49.6121 | 45.9713 | 40.8091 | 34.1162 | 1128.4709
2021-10-25 | 30.3577 | 40.8091 | 45.9713 | 50.0649 | 52.8906 | 52.8906 | 54.7019 | 55.2091 | 56.314 | 56.6038 | 56.6038 | 56.6038 | 56.6038 | 56.6038 | 56.6038 | 56.6038 | 56.2506 | 54.7019 | 45.9713 | 40.8091 | 40.8091 | 40.8091 | 40.1026 | 39.0792 | 1193.9683
2021-10-26 | 37.9019 | 35.1396 | 30.3577 | 28.157 | 25.7208 | 25.1683 | 28.157 | 32.9389 | 40.8091 | 54.7019 | 56.083 | 56.314 | 56.6038 | 56.6038 | 56.6038 | 56.6038 | 56.6038 | 56.6038 | 56.6038 | 54.9781 | 54.9781 | 54.9781 | 52.8906 | 45.9713 | 1111.4717
2021-10-27 | 35.1396 | 23.9909 | 21.5547 | 23.9909 | 31.6981 | 40.1026 | 45.5185 | 46.2475 | 45.9713 | 41.2619 | 41.2619 | 37.9019 | 35.846 | 32.9389 | 29.3343 | 31.6981 | 22.7502 | 15.9396 | 14.3909 | 16.8543 | 17.7691 | 15.9396 | 16.8543 | 15.1653 | 700.1208
2021-10-28 | 13.6166 | 14.3909 | 16.8543 | 20.5132 | 17.7691 | 20.5132 | 22.7502 | 22.7502 | 20.5132 | 16.8543 | 12.8423 | 7.1774 | 3.5004 | 3.5004 | 3.8717 | 4.7592 | 6.0906 | 8.2642 | 9.4596 | 7.7208 | 6.0906 | 3.8717 | 3.1291 | 1.7253 | 268.5283
2021-10-29 | 0 | 0 | 0 | 0 | 0 | 0 | 0 | 0 | 0 | 0.85585 | 1.4355 | 2.7577 | 4.3155 | 10.1117 | 22.7502 | 35.846 | 45.5185 | 45.5185 | 37.9019 | 31.6981 | 37.9019 | 44.8121 | 41.2619 | 39.0792 | 401.7645
2021-10-30 | 29.3343 | 19.5985 | 22.7502 | 25.1683 | 34.1162 | 49.6121 | 56.6038 | 56.6038 | 56.6038 | 56.6038 | 45.5185 | 30.3577 | 19.5985 | 12.8423 | 11.4158 | 15.1653 | 25.7208 | 35.846 | 41.2619 | 45.5185 | 49.6121 | 49.6121 | 46.2475 | 45.9713 | 881.683
2021-10-31 | 45.5185 | 39.0792 | 28.157 | 17.7691 | 8.2642 | 3.1291 | 2.3864 | 7.7208 | 19.5985 | 29.3343 | 40.1026 | 55.1457 | 56.6038 | 56.6038 | 56.6038 | 56.6038 | 56.6038 | 56.6038 | 56.6038 | 53.3343 | 21.5547 | 1.4355 | 0 | 0 | 768.7562
2021-11-01 | 0 | 0 | 0 | 0 | 0 | 2.7577 | 10.1117 | 21.5547 | 37.9019 | 45.9713 | 52.8906 | 56.314 | 56.6038 | 56.6038 | 56.6038 | 56.6038 | 56.6038 | 56.6038 | 56.6038 | 56.6038 | 56.6038 | 56.2506 | 54.9781 | 54.7019 | 902.8664
2021-11-02 | 50.3411 | 45.5185 | 39.0792 | 35.846 | 34.1162 | 32.9389 | 31.6981 | 32.9389 | 30.3577 | 25.1683 | 21.5547 | 21.5547 | 21.5547 | 20.5132 | 20.5132 | 23.9909 | 26.9162 | 28.157 | 30.3577 | 32.9389 | 31.6981 | 31.6981 | 34.1162 | 35.846 | 739.4128
2021-11-03 | 39.0792 | 41.2619 | 44.8121 | 46.2475 | 50.3411 | 54.7019 | 55.1457 | 54.9781 | 54.7019 | 54.7019 | 56.2506 | 56.323 | 56.6038 | 56.6038 | 56.6038 | 56.6038 | 56.6038 | 56.6038 | 56.323 | 56.083 | 54.9781 | 55.1457 | 56.083 | 55.2181 | 1281.9985
2021-11-04 | 54.9781 | 54.7019 | 55.1457 | 55.1457 | 54.9781 | 53.3343 | 52.8906 | 52.4377 | 49.6121 | 45.5185 | 41.2619 | 45.9713 | 45.5185 | 44.8121 | 39.0792 | 37.9019 | 40.8091 | 40.1026 | 45.5185 | 50.3411 | 52.4377 | 52.8906 | 52.8906 | 49.6121 | 1167.8898
2021-11-05 | 45.5185 | 46.2475 | 50.0649 | 49.6121 | 41.2619 | 40.8091 | 40.1026 | 39.0792 | 39.0792 | 35.846 | 40.8091 | 45.9713 | 50.5087 | 53.3343 | 54.7019 | 53.1668 | 50.5087 | 49.6121 | 45.9713 | 41.2619 | 40.8091 | 41.2619 | 40.8091 | 41.2619 | 1077.6091
2021-11-06 | 40.8091 | 37.9019 | 35.846 | 37.9019 | 40.1026 | 45.5185 | 54.7019 | 56.6038 | 56.6038 | 56.6038 | 56.6038 | 56.6038 | 56.6038 | 56.6038 | 56.6038 | 0 | 0 | 56.6038 | 56.6038 | 56.6038 | 56.6038 | 56.6038 | 0 | 0 | 1028.6309
2021-11-07 | 0 | 0 | 0 | 0 | 0 | 0 | 0 | 0 | 56.6038 | 56.6038 | 56.6038 | 56.6038 | 56.6038 | 56.6038 | 56.6038 | 56.6038 | 56.6038 | 56.6038 | 56.6038 | 53.3343 | 45.5185 | 39.0792 | 35.1396 | 34.1162 | 829.8294
2021-11-08 | 26.9162 | 12.8423 | 3.1291 | 0 | 1.1457 | 10.1117 | 22.7502 | 31.6981 | 39.0792 | 39.0792 | 37.9019 | 40.1026 | 45.9713 | 54.7019 | 55.2181 | 56.323 | 56.6038 | 56.6038 | 56.6038 | 55.2181 | 50.3411 | 50.3411 | 52.4377 | 56.6038 | 911.7238
2021-11-09 | 56.6038 | 56.6038 | 56.6038 | 56.323 | 53.3343 | 50.0649 | 45.9713 | 49.6121 | 52.4377 | 56.083 | 56.6038 | 56.323 | 56.323 | 56.323 | 55.2181 | 53.1668 | 50.3411 | 49.6121 | 49.6121 | 50.0649 | 46.2475 | 50.0649 | 54.7019 | 56.083 | 1274.323
2021-11-10 | 55.1457 | 53.3343 | 53.1668 | 53.3343 | 52.4377 | 49.6121 | 49.6121 | 46.2475 | 45.5185 | 40.8091 | 35.846 | 40.1026 | 44.8121 | 45.5185 | 50.5087 | 54.9781 | 56.314 | 56.6038 | 56.6038 | 56.6038 | 56.6038 | 56.6038 | 56.6038 | 56.6038 | 1223.5245
2021-11-11 | 56.6038 | 56.6038 | 56.6038 | 55.1457 | 41.2619 | 30.3577 | 19.5985 | 12.0679 | 6.0906 | 1.7253 | 0 | 0 | 0.85585 | 10.1117 | 25.7208 | 39.0792 | 46.2475 | 52.4377 | 54.9781 | 56.314 | 56.6038 | 56.6038 | 56.6038 | 56.6038 | 848.2189
2021-11-12 | 56.6038 | 56.6038 | 56.314 | 50.3411 | 41.2619 | 39.0792 | 34.1162 | 30.3577 | 26.9162 | 23.9909 | 18.6838 | 12.0679 | 10.1117 | 10.1117 | 10.1117 | 6.0906 | 1.4355 | 2.3864 | 6.0906 | 12.8423 | 16.8543 | 20.5132 | 21.5547 | 22.7502 | 587.1894
2021-11-13 | 25.7208 | 23.9909 | 22.7502 | 21.5547 | 21.5547 | 21.5547 | 17.7691 | 13.6166 | 10.1117 | 7.7208 | 4.7592 | 1.7253 | 0 | 0 | 0 | 0 | 0 | 0 | 0 | 3.5004 | 8.2642 | 16.8543 | 25.7208 | 32.9389 | 280.1072
2021-11-14 | 35.846 | 37.9019 | 39.0792 | 35.846 | 35.846 | 39.0792 | 40.8091 | 41.2619 | 41.2619 | 41.2619 | 49.6121 | 41.2619 | 31.6981 | 34.1162 | 39.0792 | 45.5185 | 45.5185 | 44.8121 | 32.9389 | 29.3343 | 23.9909 | 20.5132 | 17.7691 | 14.3909 | 858.7472
2021-11-15 | 15.9396 | 20.5132 | 21.5547 | 18.6838 | 16.8543 | 20.5132 | 19.5985 | 15.9396 | 14.3909 | 13.6166 | 10.1117 | 8.2642 | 9.4596 | 15.1653 | 19.5985 | 25.1683 | 31.6981 | 34.1162 | 35.846 | 39.0792 | 40.1026 | 39.0792 | 39.0792 | 45.5185 | 569.8913
2021-11-16 | 49.6121 | 50.5087 | 53.1668 | 54.9781 | 56.2506 | 56.6038 | 56.6038 | 56.6038 | 56.6038 | 56.6038 | 56.6038 | 56.6038 | 56.6038 | 56.6038 | 56.6038 | 56.6038 | 56.6038 | 56.6038 | 54.7019 | 56.083 | 56.6038 | 56.6038 | 56.6038 | 56.6038 | 1337.5653
2021-11-17 | 56.6038 | 56.6038 | 56.6038 | 56.6038 | 56.6038 | 56.6038 | 56.6038 | 56.314 | 56.083 | 56.314 | 56.314 | 56.6038 | 56.6038 | 56.6038 | 56.6038 | 56.314 | 54.7019 | 44.8121 | 35.1396 | 34.1162 | 37.9019 | 37.9019 | 45.5185 | 56.6038 | 1250.6762
2021-11-18 | 56.6038 | 56.6038 | 56.6038 | 56.6038 | 56.6038 | 56.6038 | 56.6038 | 56.6038 | 56.6038 | 56.6038 | 56.6038 | 56.6038 | 56.6038 | 56.6038 | 56.6038 | 56.6038 | 56.6038 | 56.6038 | 56.6038 | 56.6038 | 56.6038 | 56.6038 | 56.6038 | 56.6038 | 1358.4906
2021-11-19 | 56.6038 | 56.6038 | 56.6038 | 56.6038 | 56.6038 | 56.6038 | 56.6038 | 56.6038 | 56.323 | 53.1668 | 54.7019 | 55.2091 | 56.6038 | 56.6038 | 56.6038 | 56.6038 | 56.6038 | 56.6038 | 56.6038 | 56.6038 | 56.6038 | 56.6038 | 56.6038 | 56.6038 | 1351.4762
2021-11-20 | 56.6038 | 56.6038 | 56.6038 | 56.6038 | 56.6038 | 56.6038 | 54.7019 | 45.9713 | 44.8121 | 41.2619 | 45.9713 | 55.2181 | 56.6038 | 56.6038 | 56.6038 | 56.6038 | 56.6038 | 56.6038 | 56.6038 | 56.6038 | 56.6038 | 56.6038 | 56.6038 | 56.6038 | 1306.8045
2021-11-21 | 56.6038 | 56.6038 | 56.6038 | 56.6038 | 56.6038 | 56.6038 | 56.6038 | 56.323 | 56.314 | 56.2506 | 56.323 | 55.2181 | 54.7019 | 50.0649 | 45.9713 | 41.2619 | 40.1026 | 37.9019 | 35.846 | 35.1396 | 34.1162 | 34.1162 | 31.6981 | 35.1396 | 1152.7155
2021-11-22 | 44.8121 | 46.2475 | 50.0649 | 52.8906 | 54.7019 | 54.9781 | 55.2091 | 55.2091 | 55.1457 | 54.9781 | 53.1668 | 55.1457 | 55.2091 | 55.1457 | 55.1457 | 55.2091 | 55.2181 | 55.1457 | 54.7019 | 52.8906 | 53.1668 | 50.5087 | 49.6121 | 49.6121 | 1274.1147
2021-11-23 | 49.6121 | 49.6121 | 50.0649 | 52.8906 | 52.8906 | 50.5087 | 52.8906 | 53.3343 | 50.0649 | 53.3343 | 54.7019 | 53.1668 | 55.1457 | 55.2181 | 56.314 | 56.323 | 56.6038 | 56.6038 | 56.6038 | 56.323 | 56.2506 | 56.323 | 56.6038 | 56.6038 | 1297.9879
2021-11-24 | 56.6038 | 56.6038 | 56.323 | 56.2506 | 56.2506 | 52.4377 | 45.5185 | 45.5185 | 46.2475 | 49.6121 | 50.0649 | 50.3411 | 52.8906 | 54.9781 | 56.083 | 56.6038 | 56.6038 | 56.6038 | 56.6038 | 56.6038 | 56.6038 | 56.6038 | 56.6038 | 56.6038 | 1295.1577
2021-11-25 | 56.6038 | 56.6038 | 56.6038 | 56.6038 | 56.6038 | 56.6038 | 56.6038 | 55.2091 | 52.8906 | 46.2475 | 41.2619 | 44.8121 | 49.6121 | 49.6121 | 49.6121 | 46.2475 | 45.9713 | 52.8906 | 56.323 | 56.6038 | 56.6038 | 56.6038 | 56.6038 | 56.6038 | 1269.9351
2021-11-26 | 56.6038 | 56.6038 | 56.6038 | 56.6038 | 56.6038 | 56.6038 | 56.6038 | 56.6038 | 56.6038 | 56.6038 | 56.6038 | 56.6038 | 0 | 0 | 0 | 0 | 0 | 0 | 0 | 0 | 0 | 0 | 56.6038 | 56.6038 | 792.4528
2021-11-27 | 56.6038 | 56.6038 | 56.6038 | 56.6038 | 56.6038 | 56.6038 | 56.6038 | 56.6038 | 56.6038 | 56.6038 | 56.6038 | 56.6038 | 56.6038 | 56.6038 | 56.323 | 56.083 | 55.2181 | 53.3343 | 50.5087 | 49.6121 | 45.5185 | 40.8091 | 35.1396 | 28.157 | 1263.1562
2021-11-28 | 21.5547 | 15.1653 | 10.7638 | 9.4596 | 10.1117 | 10.7638 | 12.0679 | 16.8543 | 25.7208 | 31.6981 | 35.1396 | 37.9019 | 35.846 | 32.9389 | 34.1162 | 32.9389 | 29.3343 | 22.7502 | 15.1653 | 8.8075 | 3.8717 | 0.85585 | 0 | 0.85585 | 454.6823
2021-11-29 | 2.7577 | 4.3155 | 6.0906 | 8.2642 | 11.4158 | 16.8543 | 25.1683 | 35.846 | 49.6121 | 55.2181 | 56.6038 | 56.6038 | 56.6038 | 56.6038 | 56.6038 | 56.6038 | 56.6038 | 56.6038 | 56.6038 | 56.6038 | 56.2506 | 53.1668 | 45.9713 | 44.8121 | 981.7811
2021-11-30 | 40.8091 | 37.9019 | 39.0792 | 32.9389 | 25.7208 | 16.8543 | 6.0906 | 1.1457 | 0 | 0 | 0 | 0 | 0 | 0 | 0 | 0 | 0 | 0 | 0 | 1.1457 | 2.0151 | 4.7592 | 11.4158 | 21.5547 | 241.4309
2021-12-01 | 31.6981 | 39.0792 | 46.2475 | 53.1668 | 55.2091 | 56.2506 | 56.323 | 56.6038 | 56.6038 | 56.6038 | 56.6038 | 56.6038 | 56.6038 | 56.6038 | 56.6038 | 56.6038 | 56.6038 | 56.6038 | 56.6038 | 56.6038 | 56.6038 | 56.6038 | 56.6038 | 56.6038 | 1300.2385
2021-12-02 | 56.6038 | 56.6038 | 56.6038 | 56.6038 | 56.6038 | 56.6038 | 56.6038 | 56.2506 | 53.3343 | 45.5185 | 29.3343 | 16.8543 | 12.8423 | 11.4158 | 12.8423 | 13.6166 | 13.6166 | 15.1653 | 14.3909 | 19.5985 | 26.9162 | 37.9019 | 45.9713 | 54.9781 | 876.7743
2021-12-03 | 53.3343 | 54.9781 | 56.323 | 56.6038 | 56.6038 | 56.6038 | 56.323 | 56.6038 | 56.6038 | 56.6038 | 56.6038 | 56.6038 | 56.323 | 53.3343 | 49.6121 | 39.0792 | 28.157 | 22.7502 | 19.5985 | 10.7638 | 7.7208 | 11.4158 | 13.6166 | 10.7638 | 996.9238
2021-12-04 | 6.0906 | 5.6468 | 4.7592 | 2.3864 | 1.7253 | 3.1291 | 6.634 | 13.6166 | 22.7502 | 41.2619 | 56.083 | 56.6038 | 56.6038 | 56.6038 | 56.6038 | 56.6038 | 56.6038 | 56.6038 | 56.6038 | 56.6038 | 56.6038 | 56.6038 | 56.6038 | 56.6038 | 899.9321
2021-12-05 | 56.6038 | 56.6038 | 56.6038 | 56.6038 | 56.6038 | 56.6038 | 56.6038 | 56.323 | 55.1457 | 52.4377 | 45.5185 | 35.1396 | 25.1683 | 17.7691 | 14.3909 | 9.4596 | 4.3155 | 0 | 0 | 0 | 1.1457 | 7.1774 | 16.8543 | 30.3577 | 767.4294
2021-12-06 | 41.2619 | 49.6121 | 54.7019 | 56.083 | 56.6038 | 56.6038 | 56.6038 | 56.6038 | 56.6038 | 56.6038 | 56.6038 | 54.9781 | 49.6121 | 49.6121 | 46.2475 | 46.2475 | 49.6121 | 50.3411 | 53.3343 | 54.9781 | 56.314 | 56.6038 | 56.323 | 56.083 | 1278.1721
2021-12-07 | 55.2091 | 54.7019 | 50.5087 | 45.5185 | 32.9389 | 20.5132 | 8.2642 | 1.1457 | 2.0151 | 11.4158 | 23.9909 | 39.0792 | 50.0649 | 55.2181 | 56.6038 | 56.6038 | 56.6038 | 56.6038 | 56.6038 | 56.6038 | 56.6038 | 56.6038 | 56.6038 | 56.6038 | 1016.6219
2021-12-08 | 56.6038 | 56.6038 | 56.6038 | 56.6038 | 56.2506 | 53.1668 | 55.1457 | 56.323 | 56.323 | 56.323 | 55.2181 | 53.3343 | 50.0649 | 45.5185 | 40.1026 | 34.1162 | 25.7208 | 17.7691 | 12.8423 | 10.7638 | 10.1117 | 10.1117 | 10.7638 | 10.7638 | 947.1487
2021-12-09 | 9.4596 | 7.1774 | 7.7208 | 13.6166 | 19.5985 | 18.6838 | 14.3909 | 11.4158 | 10.7638 | 11.4158 | 12.0679 | 13.6166 | 15.9396 | 15.1653 | 15.1653 | 19.5985 | 26.9162 | 34.1162 | 40.8091 | 44.8121 | 41.2619 | 35.846 | 35.1396 | 40.8091 | 515.5064
2021-12-10 | 45.5185 | 45.5185 | 45.9713 | 45.9713 | 45.9713 | 49.6121 | 50.5087 | 45.9713 | 41.2619 | 41.2619 | 37.9019 | 35.1396 | 32.9389 | 31.6981 | 32.9389 | 35.846 | 39.0792 | 37.9019 | 35.846 | 37.9019 | 40.1026 | 41.2619 | 40.1026 | 37.9019 | 974.1283
2021-12-11 | 34.1162 | 34.1162 | 29.3343 | 25.7208 | 19.5985 | 18.6838 | 25.1683 | 31.6981 | 39.0792 | 45.5185 | 49.6121 | 50.0649 | 56.083 | 56.083 | 56.314 | 53.1668 | 45.5185 | 35.846 | 34.1162 | 32.9389 | 31.6981 | 32.9389 | 32.9389 | 31.6981 | 902.0513
2021-12-12 | 31.6981 | 35.1396 | 35.1396 | 32.9389 | 31.6981 | 32.9389 | 32.9389 | 30.3577 | 28.157 | 28.157 | 25.1683 | 19.5985 | 15.1653 | 11.4158 | 11.4158 | 12.8423 | 17.7691 | 32.9389 | 53.1668 | 56.6038 | 56.6038 | 56.6038 | 56.6038 | 56.6038 | 801.6634
2021-12-13 | 56.6038 | 56.6038 | 56.6038 | 56.6038 | 56.6038 | 56.6038 | 56.6038 | 56.6038 | 56.6038 | 56.083 | 50.0649 | 45.9713 | 45.5185 | 49.6121 | 50.3411 | 53.1668 | 54.7019 | 53.3343 | 50.5087 | 50.5087 | 46.2475 | 44.8121 | 46.2475 | 49.6121 | 1256.1645
2021-12-14 | 45.5185 | 49.6121 | 53.3343 | 56.2506 | 56.6038 | 56.6038 | 56.6038 | 56.6038 | 56.6038 | 56.6038 | 56.6038 | 56.6038 | 56.6038 | 56.6038 | 56.6038 | 56.6038 | 56.6038 | 56.6038 | 56.6038 | 56.6038 | 56.6038 | 56.6038 | 56.6038 | 56.6038 | 1336.7909
2021-12-15 | 56.6038 | 56.6038 | 56.6038 | 56.6038 | 56.6038 | 56.6038 | 56.6038 | 56.6038 | 56.6038 | 56.6038 | 56.6038 | 56.6038 | 56.6038 | 56.6038 | 56.6038 | 56.323 | 55.1457 | 52.4377 | 49.6121 | 45.5185 | 41.2619 | 35.846 | 26.9162 | 22.7502 | 1234.8679
2021-12-16 | 17.7691 | 12.8423 | 8.8075 | 7.1774 | 7.7208 | 13.6166 | 23.9909 | 32.9389 | 41.2619 | 45.9713 | 45.5185 | 44.8121 | 44.8121 | 45.5185 | 44.8121 | 45.5185 | 44.8121 | 41.2619 | 40.8091 | 40.8091 | 41.2619 | 40.8091 | 37.9019 | 32.9389 | 803.6921
2021-12-17 | 29.3343 | 25.7208 | 20.5132 | 17.7691 | 14.3909 | 10.7638 | 8.2642 | 6.634 | 5.203 | 4.3155 | 3.1291 | 2.3864 | 1.7253 | 1.4355 | 0.56604 | 0 | 0 | 0 | 0 | 0 | 0 | 0 | 0 | 0.85585 | 153.0068
2021-12-18 | 2.0151 | 2.7577 | 3.1291 | 3.1291 | 2.7577 | 2.3864 | 2.7577 | 3.5004 | 5.203 | 7.1774 | 9.4596 | 12.0679 | 13.6166 | 13.6166 | 12.8423 | 12.0679 | 9.4596 | 6.634 | 5.203 | 3.5004 | 2.3864 | 3.1291 | 4.7592 | 6.0906 | 149.6468
2021-12-19 | 7.1774 | 7.1774 | 6.634 | 5.6468 | 4.7592 | 3.8717 | 3.1291 | 2.0151 | 1.4355 | 0.56604 | 0 | 0 | 0 | 0 | 1.1457 | 2.0151 | 2.7577 | 3.5004 | 4.3155 | 5.203 | 5.6468 | 5.203 | 4.3155 | 3.5004 | 80.0151
2021-12-20 | 2.0151 | 0.56604 | 0 | 0 | 0 | 0 | 0 | 0 | 0 | 0 | 0 | 0 | 0 | 0 | 0 | 0 | 0 | 0 | 0 | 0 | 0 | 0 | 0 | 0 | 2.5811
2021-12-21 | 0 | 0 | 0.85585 | 1.4355 | 1.1457 | 0.85585 | 0.56604 | 0 | 0 | 0 | 0 | 0 | 0 | 0 | 0 | 0 | 0 | 0 | 0 | 0 | 0 | 0 | 0 | 0 | 4.8589
2021-12-22 | 0 | 0 | 0 | 0 | 0 | 0 | 0 | 0 | 0 | 0 | 0 | 0 | 0 | 0 | 0 | 0 | 0 | 0 | 0 | 0 | 0 | 0 | 0 | 0 | 0
2021-12-23 | 0 | 0 | 2.7577 | 5.203 | 8.8075 | 13.6166 | 18.6838 | 21.5547 | 26.9162 | 32.9389 | 39.0792 | 41.2619 | 44.8121 | 45.9713 | 50.0649 | 50.5087 | 53.3343 | 54.7019 | 49.6121 | 41.2619 | 37.9019 | 35.846 | 39.0792 | 41.2619 | 755.1758
2021-12-24 | 41.2619 | 41.2619 | 41.2619 | 41.2619 | 40.1026 | 41.2619 | 45.5185 | 49.6121 | 50.5087 | 55.1457 | 55.2091 | 54.9781 | 52.8906 | 53.1668 | 54.7019 | 55.2091 | 55.2181 | 56.083 | 55.2181 | 55.2091 | 55.1457 | 54.7019 | 54.7019 | 53.1668 | 1212.797
2021-12-25 | 52.8906 | 52.4377 | 50.5087 | 50.3411 | 50.3411 | 50.5087 | 52.4377 | 52.8906 | 53.1668 | 53.3343 | 53.1668 | 52.4377 | 52.4377 | 52.8906 | 54.7019 | 55.2181 | 56.083 | 56.083 | 56.083 | 56.2506 | 56.323 | 56.323 | 56.6038 | 56.6038 | 1290.0634
2021-12-26 | 56.6038 | 56.6038 | 56.6038 | 56.6038 | 56.323 | 56.323 | 56.6038 | 56.6038 | 56.6038 | 56.6038 | 56.6038 | 56.6038 | 56.6038 | 56.6038 | 56.6038 | 56.6038 | 56.6038 | 56.6038 | 56.6038 | 56.6038 | 56.314 | 56.083 | 55.2181 | 55.1457 | 1354.2747
2021-12-27 | 54.7019 | 53.1668 | 50.5087 | 49.6121 | 45.5185 | 39.0792 | 31.6981 | 25.7208 | 20.5132 | 15.9396 | 13.6166 | 12.0679 | 9.4596 | 7.7208 | 7.1774 | 6.0906 | 6.0906 | 5.6468 | 4.3155 | 2.7577 | 1.1457 | 0 | 0 | 0 | 462.5479
2021-12-28 | 0 | 0 | 0 | 0 | 0 | 0 | 0 | 0 | 0 | 0 | 0 | 0 | 0 | 0 | 0 | 0 | 1.1457 | 3.1291 | 4.3155 | 4.7592 | 6.634 | 5.6468 | 3.5004 | 3.8717 | 33.0023
2021-12-29 | 3.8717 | 2.0151 | 3.5004 | 3.8717 | 5.203 | 12.0679 | 21.5547 | 25.7208 | 32.9389 | 40.8091 | 50.0649 | 55.2181 | 56.2506 | 50.5087 | 44.8121 | 32.9389 | 40.8091 | 56.6038 | 56.6038 | 56.6038 | 56.6038 | 56.6038 | 56.6038 | 56.6038 | 878.3819
2021-12-30 | 56.6038 | 56.6038 | 56.6038 | 56.6038 | 56.6038 | 56.6038 | 56.083 | 55.1457 | 56.314 | 56.323 | 56.6038 | 56.6038 | 56.6038 | 56.323 | 56.314 | 56.6038 | 56.6038 | 56.6038 | 56.323 | 55.2091 | 53.3343 | 49.6121 | 40.8091 | 35.1396 | 1306.1751
2021-12-31 | 35.846 | 32.9389 | 35.846 | 35.1396 | 32.9389 | 26.9162 | 21.5547 | 17.7691 | 15.1653 | 12.0679 | 9.4596 | 8.2642 | 8.2642 | 4.3155 | 2.3864 | 1.4355 | 2.3864 | 2.3864 | 5.6468 | 7.1774 | 7.1774 | 9.4596 | 12.0679 | 15.9396 | 362.5494